## TITLE PAGE
Water Resources Planning Tables 2024 | [5 empty] | Company tables version tracker
[6 empty] | Version | Updates made | Date (DD/MM/YY)
[6 empty] | v1 | EA updates to template to correct: - minor typo in formulae table 2e, 4 FPW corrected - error in table 6, 12 FPD (formulae updated) - Updated WRZ code for ESWHRT and added WRZ code for NAVs - NAVNAV - Updated data validation in table 1 to included NAVNAV, allowing companies to better reflect these as existing transfers. | 4474700%
Template Tables information
| Planning tables template version | v1 | All queries on the content of this workbook should be sent to:
| Version date | 2022-07-05 | water-company-plan@environment-agency.gov.uk
wrepp@cyfoethnaturiolcymru.gov.uk (Welsh areas only)
Water company information
Company: | South Staffordshire Water
Base Year: | 2020-21 | Signed: | N. Akroyd | Dated: | 4506200%
Responsible Officer: | N Akroyd
Version: | 5 |  | [Digital signature is acceptable]
Key to cells |  | Workbook contents
Clear cells - indicate an input is required |  | Worksheet | Content
|  | 1.Base Year | Baseline licences and existing transfers
Yellow shaded cells - indicates a formula |  | 2.WC Level Data | Water Company level key metrics and microcomponents
|  | 3. WRZs | DYAA & DYCP Baseline Water Balance, Final Plan Water Balance and preferred options
Blue shaded cells - indicate base year data |  | 4.Options Appraisal Summary | Appraisal of all options with key cost, benefit and natural capital metrics
|  | 5. Options Benefit | Benefits of your poptions across planning period
Light orange shaded cells - indicate preceding years |  | 5a-5c. Cost Profiles | Option cost profile; Option unit cost profiles; worked example
|  | 6. Drought Plan Links | Drought plan links
Dark grey shaded cells - indicate that no data entry is required |  | 7. Adaptive Programmes | Adaptive plan information
|  | 8. Business Plan Links | Links to the Business Plan
Green shaded cells - indicates annualised not cumulative figures
Key to scenarios
Normal Year Annual Average Final Plan - NYAA
Dry Year Annual Average Baseline - DYAA
Dry Year Annual Average Final Plan - DYAA
Dry Year Critical Period Baseline - DYCP
Dry Year Critical Period Final Plan - DYCP

## 1. Base Year Licences
Back to title page
Water Company | South Staffordshire Water | Version 5 | READ ME
[7 empty] | deployable output (Ml/d) |  |  |  | Source Types
Table 1a: WC Level - Baseline licences - All individual licences | [10 empty] | GW
WRMP24 Reference | Derivation | Licence number | Source name | Source type | WRZ Code | DYAA deployable output (Ml/d) | DYCP deployable output (Ml/d) | Annual licensed quantity (Ml/d) | Constraints on deployable output | Additional notes (if desired) | SW:Reservoir
0.1BL | Sum (0.1BL+...) | - | - | - |  | 267.47 | 340.62 | 340.82 | - | - | SW:River
- | Input | 03/28/29/44/G/R | Mayfield | GW | SSWSSW | 0.52 | 0.52 | 0.52 | Licence |  | SW: Tidal Waters
- | Input | 3/28/22/87/G/R | Hopwas | GW | SSWSSW | 2.2 | 2.2 | 2.4 | Water Quality
- | Input | 3/28/23/95/G | Chilcote | GW | SSWSSW | 6.91 | 6.91 | 6.91 | Licence
- | Input | 3/28/6/41/S | Blithfield Reservoir | SW:Reservoir | SSWSSW | 53.65 | 110 | 80 | Inflows to Blithfield Reservoir in dry year
- | Input | 3/28/06/0084 | Nethertown Pumpback | SW:River | SSWSSW | 23.6 | 0 | 30 | Plant capacity. HOF on River Blithe and additional HOF on River Trent
- | Input | 18/54/2/163_18/54/2/584/S | River Severn | SW:River | SSWSSW | 180.59 | 220.99 | 220.99 | River regulation capacity from Clywedog Reservoir and Shropshire Groundwater Scheme in dry year
Table 1b: WC Level - Baseline licences - Grouped licences
WRMP24 Reference | Derivation | Licence number | Source name | Source type | WRZ Code | DYAA deployable output (Ml/d) | DYCP deployable output (Ml/d) | Annual licensed quantity (Ml/d) | Constraints on deployable output | Additional notes (if desired)
0.2BL | Sum (0.2BL+...) | - | Total | - |  | 158.52 | 172.07 | - | - | -
- | - | Group #: | BB-MG-SM | - |  | 158.52 | 172.07 | - | - | -
- | Input | 3/28/5/12/G | BBPW - Brindley Bank | GW | SSWSSW | 0 | 0 | 0 | Pump infrastructure
- | Input | 3/28/5/12/G | MGPWC - Moors Gorse | GW | SSWSSW | 3 | 3 | 3 | Licence
- | Input | 3/28/5/12/G | SMPW Slitting Mill | GW | SSWSSW | 7.8 | 7.8 | 7.8 | Licence
- | - |  | MB-SE
- | Input | 3/28/7/97/G | MBPW maple brook | GW | SSWSSW | 8.47 | 8.47 | 9 | Licence
- | Input | 3/28/7/97/G | SEPW seedy mill | GW | SSWSSW | 5 | 5 | 5 | Licence
- | - |  | CR-HU
- | Input | 3/28/30/167/G | CRPW1 crumpwood | GW | SSWSSW | 5.5 | 7.05 | 9.09 | Water quality
- | - |  | AS-CH-CO-HI-KI-PR
- | Input | 18/54/6/140/G | ASPW - Ashwood | GW | SSWSSW | 18 | 18 | 18 | pump infrastructure
- | Input | 18/54/6/140/G | CHPW - Churchill | GW | SSWSSW | 10 | 10 | 10 | pump and blend (nitrate)
- | Input | 18/54/6/140/G | COPW - Cookley | GW | SSWSSW | 15 | 18 | 18 | Licence (Kidderminster Group)
- | Input | 18/54/6/140/G | HIPW1 - Hinksford | GW | SSWSSW | 5.6 | 5.6 | 5.6 | pump infrastructure
- | Input | 18/54/6/140/G | KIPW1 - Kinver | GW | SSWSSW | 9 | 14 | 9 | water quality (blend capacity)
- | Input | 18/54/6/140/G | PRPW - Prestwood | GW | SSWSSW | 20 | 20 | 20 | pump infrastructure
- | - |  | SH-SO
- | Input | 3/28/3/72/G/R | SHPW - Slade Heath | GW | SSWSSW | 4.5 | 4.5 | 4.5 | Licence
- | Input | 3/28/3/72/G/R | SOPW - Somerford | GW | SSWSSW | 2 | 4 | 2 | Licence
- | - |  | BV-LH-PH-SA-SS
- | Input | 3/28/17/6/G/R | BVPW - Bourne Vale | GW | SSWSSW | 4.5 | 4.5 | 37.44 | pump and blend (nitrate)
- | Input | 3/28/17/6/G/R | LHPW - Little Hay | GW | SSWSSW | 5 | 5 |  | pump and treatment
- | Input | 3/28/17/6/G/R | PHPW - Pipehill | GW | SSWSSW | 11.46 | 11.46 |  | pump and treatment
- |  |  | FR-TV
- |  | 3/28/22/81/G | FRPW - Fradley | GW | SSWSSW | 10 | 12 | 10 | Licence
- | Input | 3/28/22/4/G | TVPW - Trent Valley | GW | SSWSSW | 13.69 | 13.69 | 13.69 | Licence
Table 1c: WC Level - Baseline licences - Unused licences
WRMP24 Reference | Derivation | Licence number | Source name | Source type | WRZ Code | DYAA deployable output (Ml/d) | DYCP deployable output (Ml/d) | Annual licensed quantity (Ml/d) | Reason licence is unused | Additional notes (if desired)
0.3BL | Sum (0.3BL+...) | - | - | - |  | 0 | 0 | 0 | - | -
- | Input | 3/28/30/115/59/R | HUPW - Hulme Springs | GW | SSWSSW | 0 | 0 |  | Site Decommissioned
- | Input | 3/28/17/6/G/R | SAPW - Sandhills | GW | SSWSSW | 0 | 0 |  | Site decommissioned
- | Input | 3/28/17/6/G/R | SSPW - Shenstone | GW | SSWSSW | 0 | 0 |  | Site decommissioned
Table 1d: WC Level - Baseline licences - Drought only licences
WRMP24 Reference | Derivation | Licence number | Source name | Source type | WRZ Code | DYAA deployable output (Ml/d) | DYCP deployable output (Ml/d) | Annual licensed quantity (Ml/d) | Reason licence is unused | Additional notes (if desired)
0.4BL | Sum (0.4BL+...) |  |  |  |  | 0 | 0 | 0 | - | -
- | Input
- | Input
Table 1e: WC Level - Baseline licences - New licences (within current AMP)
WRMP24 Reference | Derivation | Licence number | Source name | Source type | WRZ Code | DYAA deployable output (Ml/d) | DYCP deployable output (Ml/d) | Annual licensed quantity (Ml/d) | Status of licence | Additional notes (if desired)
0.5BL | Sum (0.5BL+...) | - | - | - |  | 0 | 0 | 0 | - | -
- | Input
- | Input
Table 1f: WC Level - Existing transfers - Raw water transfers
WRMP24 Reference | Derivation | Transfer name | End date of agreement (dd/mm/yyyy) | WRZ Code From | WRZ Code To | DYAA deployable output (Ml/d) | DYCP deployable output (Ml/d) | Annual limit (Ml/d) | Changes to agreement during drought | Additional notes (if desired)
0.6BL | Input | Roxanne | n/a | SSWSSW | SSWSSW | 2.3 | n/a | 2.3 | n/a
- | Input
- | Input
Table 1g: WC Level - Existing transfers - Potable water transfers
WRMP24 Reference | Derivation | Transfer name | End date of agreement (dd/mm/yyyy) | WRZ Code From | WRZ Code To | DYAA deployable output (Ml/d) | DYCP deployable output (Ml/d) | Annual limit (Ml/d) | Changes to agreement during drought | Additional notes (if desired)
0.7BL | Input | Hampton Loade to Wolverhampton | n/a | SSWSSW | SVTWVH | 40.66 | n/a | 40.66 | n/a
- | Input | SSW to Brindley Bank | n/a | SSWSSW | SVTSTF | 1.4 | n/a | 1.4 | n/a
- | Input
Note on E6: Do not delete default inserted input lines. These are required to generate the autosum of all additional rows added. Additional rows which the user enters can be deleted. If additional lines are required please insert into middle of group to ensure automatic calculations pick up all data. Please ensure that you check the yellow shaded calculated cells to ensure they take account of added rows and correctly sum the totals. You can add notes in column L to provide additional explanation if desired. DO NOT DELETE DEFAULT INPUT ROWS - If unrequired leave blank. For individual licences - Please list only individual licences (i.e. not used in conjunctive use systems). For Drought Only Licences - Please only list licences where DO would confidently be impacted. Ensure licences are not double counted, licences should either be in Unused licences or Drought Only licences and not in both.
Note on K66: Please state if a licence has been applied for, approved, granted, awaiting mobilisation, or other specified status.

## 2. WC Level Data
Back to title page
|  |  |  | Table 2a: WC Level Normal Year planning scenario | 2. WC Level Data'!B53
Water Company | South Staffordshire Water | Version |  | Table 2b: WC Level DYAA - Microcomponents - Final planning | 2. WC Level Data'!B66
Planning Scenario | NYAA | 5 |  | Table 2c: WC Level DYAA - Meter Installations (including meter upgrades) - Final Planning | 2. WC Level Data'!B81
Table 2a: WC Level Normal Year planning scenario | Back to top of sheet
WRMP24 Reference | Component | Derivation | Unit | Decimal places | 2019-20 | 2020-21 | 2021-22 | 2022-23 | 2023-24 | 2024-25 | 2025-26 | 2026-27 | 2027-28 | 2028-29 | 2029-30 | 2034-35 | 2039-40 | 2044-45 | 2049-50 | 2054-55 | 2059-60 | 2064-65 | 2069-70 | 2074-75 | 2079-80 | 2084-85 | 2089-90 | 2094-95 | 2099-100 | Leave Blank
1NY | Total Household Consumption | Input | Ml/d | 2 | 175.04 | 180.31 | 193.43 | 188.37 | 183.36 | 178.36 | 178.75 | 179.19 | 179.66 | 180.19 | 180.73 | 183.37 | 186.39 | 189.54 | 192.17 | 196.2 | 200.31 | 204.52 | 208.81 | 213.18 | 217.63 | 222.16 | 226.78 | 231.48 | 236.26
2NY | Average Household - PCC | Input | l/h/d | 1 | 128.8 | 128.6 | 140.6 | 136.1 | 131.7 | 127.4 | 127 | 126.6 | 126.2 | 125.9 | 125.6 | 124.2 | 123.4 | 122.7 | 122.1 | 122.4 | 122.7 | 123 | 123.4 | 123.7 | 124 | 124.3 | 124.6 | 125 | 125.3
3NY | Total Non-Household Consumption | Input | Ml/d | 2 | 59.39 | 51.03 | 52.72 | 53.7029 | 54.1469 | 54.606 | 54.9774 | 55.2273 | 55.4471 | 55.6467 | 55.8346 | 56.4473 | 57.0591 | 57.4185 | 57.7363 | 58.0542 | 58.372 | 58.6899 | 59.0077 | 59.3256 | 59.6434 | 59.9613 | 60.2791 | 60.597 | 60.9148
4NY | Total Leakage | Input | Ml/d | 2 | 68.91 | 65.5 | 63.64 | 60.04 | 56.54 | 59.5 | 59.5 | 59.5 | 59.5 | 59.5 | 59.5 | 59.5 | 59.5 | 59.5 | 59.5 | 59.5 | 59.5 | 59.5 | 59.5 | 59.5 | 59.5 | 59.5 | 59.5 | 59.5 | 59.5
5NY | Distribution input | Input | Ml/d | 2 | 303.34 | 296.84 | 309.79 | 302.1129 | 294.0469 | 292.466 | 293.2274 | 293.9173 | 294.6071 | 295.3367 | 296.0646 | 299.3173 | 302.9491 | 306.4585 | 309.4063 | 313.7542 | 318.182 | 322.7099 | 327.3177 | 332.0056 | 336.7734 | 341.6213 | 346.5591 | 351.577 | 356.6748
Water Company | South Staffordshire Water | Version
Planning Scenario | DYAA
Table 2b: WC Level DYAA - Microcomponents - Final planning | Back to top of sheet
WRMP24 Reference | Component | Derivation | Unit | Decimal places | 2019-20 | 2020-21 | 2021-22 | 2022-23 | 2023-24 | 2024-25 | 2025-26 | 2026-27 | 2027-28 | 2028-29 | 2029-30 | 2030-31 | 2031-32 | 2032-33 | 2033-34 | 2034-35 | 2035-36 | 2036-37 | 2037-38 | 2038-39 | 2039-40 | 2040-41 | 2041-42 | 2042-43 | 2043-44 | 2044-45 | 2045-46 | 2046-47 | 2047-48 | 2048-49 | 2049-50 | 2050-51 | 2051-52 | 2052-53 | 2053-54 | 2054-55 | 2055-56 | 2056-57 | 2057-58 | 2058-59 | 2059-60 | 2060-61 | 2061-62 | 2062-63 | 2063-64 | 2064-65 | 2065-66 | 2066-67 | 2067-68 | 2068-69 | 2069-70 | 2070-71 | 2071-72 | 2072-73 | 2073-74 | 2074-75 | 2075-76 | 2076-77 | 2077-78 | 2078-79 | 2079-80 | 2080-81 | 2081-82 | 2082-83 | 2083-84 | 2084-85 | 2085-86 | 2086-87 | 2087-88 | 2088-89 | 2089-90 | 2090-91 | 2091-92 | 2092-93 | 2093-94 | 2094-95 | 2095-96 | 2096-97 | 2097-98 | 2098-99 | 2099-100 | 2100-01
11FPW | Measured Household - PCC | sum (11.1FPW:11.9FPW) | l/h/d | 1 | 128.5 | 128.5 | 139.9004 | 136.2611 | 132.6107 | 129.1175 | 129.0161 | 129.0485 | 129.1156 | 129.2071 | 129.2302 | 129.1521 | 129.0723 | 128.9906 | 128.9132 | 128.8305 | 128.7055 | 128.6768 | 128.6465 | 128.613 | 128.575 | 128.5337 | 128.4904 | 128.4422 | 128.3945 | 128.3438 | 128.2952 | 128.2452 | 128.1921 | 128.136 | 128.0771 | 128.1943 | 128.3087 | 128.4206 | 128.53 | 128.6369 | 128.7416 | 128.844 | 128.9443 | 129.0426 | 129.1388 | 129.2331 | 129.3255 | 129.416 | 129.5047 | 129.5916 | 129.6768 | 129.7604 | 129.8423 | 129.9227 | 130.0015 | 130.0789 | 130.1548 | 130.2293 | 130.3025 | 130.3744 | 130.4449 | 130.5142 | 130.5823 | 130.6492 | 130.715 | 130.7796 | 130.743 | 130.8054 | 130.8668 | 130.9271 | 130.9863 | 131.0446 | 131.1019 | 131.1582 | 131.2136 | 131.2681 | 131.3216 | 131.3743 | 131.4261 | 131.477 | 131.5271 | 131.5764 | 131.6249 | 131.6725 | 131.7194 | 0
11.1FPW | Measured toilet flushing | Input | l/h/d | 1 | 28.4 | 27.6 | 30.845 | 29.0888 | 27.437 | 25.8795 | 25.1579 | 24.4679 | 23.8075 | 23.1727 | 22.5636 | 22.5272 | 22.4916 | 22.4565 | 22.423 | 22.3892 | 22.3671 | 22.3447 | 22.3223 | 22.2996 | 22.2764 | 22.2527 | 22.2288 | 22.2041 | 22.1797 | 22.1548 | 22.1317 | 22.1082 | 22.0842 | 22.0596 | 22.0345 | 22.0482 | 22.0615 | 22.0744 | 22.087 | 22.0994 | 22.1114 | 22.1231 | 22.1346 | 22.1457 | 22.1566 | 22.1673 | 22.1777 | 22.1878 | 22.1977 | 22.2074 | 22.2168 | 22.226 | 22.235 | 22.2437 | 22.2523 | 22.2606 | 22.2688 | 22.2767 | 22.2845 | 22.2921 | 22.2995 | 22.3068 | 22.3138 | 22.3208 | 22.3275 | 22.3341 | 22.3405 | 22.3468 | 22.3529 | 22.3589 | 22.3648 | 22.3705 | 22.3761 | 22.3815 | 22.3868 | 22.392 | 22.3971 | 22.402 | 22.4068 | 22.4115 | 22.4161 | 22.4205 | 22.4249 | 22.4291 | 22.4332
11.2FPW | Measured personal washing | Input | l/h/d | 1 | 55.3 | 56.3 | 61.2582 | 60.4359 | 59.5774 | 58.6684 | 59.498 | 60.3265 | 61.1561 | 61.9827 | 62.8112 | 62.8715 | 62.9306 | 62.9884 | 63.0484 | 63.1057 | 63.1948 | 63.2822 | 63.3691 | 63.4546 | 63.5379 | 63.6197 | 63.7009 | 63.7796 | 63.8589 | 63.937 | 64.0146 | 64.0914 | 64.1659 | 64.238 | 64.3079 | 64.3813 | 64.4531 | 64.5233 | 64.5921 | 64.6594 | 64.7253 | 64.7899 | 64.8532 | 64.9152 | 64.9761 | 65.0358 | 65.0944 | 65.1519 | 65.2083 | 65.2636 | 65.3179 | 65.3712 | 65.4235 | 65.4749 | 65.5254 | 65.575 | 65.6237 | 65.6716 | 65.7187 | 65.7651 | 65.8106 | 65.8554 | 65.8994 | 65.9428 | 65.9855 | 66.0274 | 66.0687 | 66.1093 | 66.1493 | 66.1887 | 66.2275 | 66.2656 | 66.3032 | 66.3402 | 66.3766 | 66.4125 | 66.4478 | 66.4826 | 66.5169 | 66.5506 | 66.5839 | 66.6166 | 66.6489 | 66.6807 | 66.712
11.3FPW | Measured clothes washing | Input | l/h/d | 1 | 16.1 | 16 | 17.7761 | 17.1562 | 16.5527 | 15.9618 | 15.858 | 15.7575 | 15.6606 | 15.566 | 15.4749 | 15.3647 | 15.2541 | 15.1429 | 15.0319 | 14.9199 | 14.8151 | 14.7094 | 14.6031 | 14.496 | 14.388 | 14.2792 | 14.1698 | 14.0594 | 13.9488 | 13.8376 | 13.7269 | 13.6165 | 13.5065 | 13.3968 | 13.2876 | 13.3009 | 13.314 | 13.3267 | 13.3391 | 13.3512 | 13.363 | 13.3746 | 13.3859 | 13.3969 | 13.4078 | 13.4183 | 13.4287 | 13.4389 | 13.4488 | 13.4585 | 13.468 | 13.4773 | 13.4864 | 13.4953 | 13.5041 | 13.5126 | 13.521 | 13.5293 | 13.5373 | 13.5453 | 13.553 | 13.5606 | 13.5681 | 13.5754 | 13.5826 | 13.5897 | 13.5966 | 13.6034 | 13.6101 | 13.6167 | 13.6231 | 13.6294 | 13.6356 | 13.6417 | 13.6477 | 13.6536 | 13.6593 | 13.665 | 13.6706 | 13.676 | 13.6814 | 13.6866 | 13.6918 | 13.6969 | 13.7019
11.4FPW | Measured dish washing | Input | l/h/d | 1 | 12.7 | 12.7 | 14.045 | 13.644 | 13.2474 | 12.852 | 12.8435 | 12.8352 | 12.8275 | 12.8194 | 12.812 | 12.8166 | 12.8207 | 12.8242 | 12.828 | 12.8311 | 12.8403 | 12.849 | 12.8573 | 12.8652 | 12.8724 | 12.8792 | 12.8856 | 12.8914 | 12.8972 | 12.9026 | 12.9079 | 12.913 | 12.9176 | 12.9218 | 12.9255 | 12.9405 | 12.9552 | 12.9695 | 12.9835 | 12.9972 | 13.0105 | 13.0236 | 13.0365 | 13.049 | 13.0613 | 13.0733 | 13.0851 | 13.0967 | 13.108 | 13.1191 | 13.13 | 13.1406 | 13.1511 | 13.1614 | 13.1714 | 13.1813 | 13.191 | 13.2005 | 13.2099 | 13.2191 | 13.2281 | 13.237 | 13.2457 | 13.2542 | 13.2626 | 13.2709 | 13.279 | 13.287 | 13.2949 | 13.3026 | 13.3102 | 13.3177 | 13.325 | 13.3322 | 13.3394 | 13.3464 | 13.3532 | 13.36 | 13.3667 | 13.3732 | 13.3797 | 13.386 | 13.3923 | 13.3984 | 13.4045
11.5FPW | Measured miscellaneous internal use | Input | l/h/d | 1 | 14.5 | 14.4 | 14.4 | 14.4 | 14.3 | 14.3 | 14.2 | 14.2 | 14.2 | 14.2 | 14.1 | 14.1 | 14.1 | 14.1 | 14.1 | 14.1 | 14 | 14 | 14 | 14 | 14 | 14 | 14 | 14 | 14 | 14 | 14 | 14 | 14 | 14 | 14 | 14 | 14 | 14 | 14 | 14 | 14 | 14 | 14 | 14 | 14 | 14 | 14 | 14 | 14 | 14 | 14 | 14 | 14 | 14 | 14 | 14 | 14 | 14 | 14 | 14 | 14 | 14 | 14 | 14 | 14 | 14 | 13.9 | 13.9 | 13.9 | 13.9 | 13.9 | 13.9 | 13.9 | 13.9 | 13.9 | 13.9 | 13.9 | 13.9 | 13.9 | 13.9 | 13.9 | 13.9 | 13.9 | 13.9 | 13.9
11.6FPW | Measured external use | Input | l/h/d | 1 | 1.5 | 1.5 | 1.5761 | 1.5362 | 1.4962 | 1.4557 | 1.4587 | 1.4615 | 1.464 | 1.4663 | 1.4685 | 1.472 | 1.4754 | 1.4787 | 1.4818 | 1.4847 | 1.4882 | 1.4915 | 1.4946 | 1.4976 | 1.5003 | 1.5029 | 1.5054 | 1.5077 | 1.5099 | 1.512 | 1.5141 | 1.5161 | 1.5179 | 1.5198 | 1.5215 | 1.5233 | 1.525 | 1.5267 | 1.5283 | 1.5299 | 1.5314 | 1.5328 | 1.5343 | 1.5356 | 1.537 | 1.5383 | 1.5395 | 1.5408 | 1.5419 | 1.5431 | 1.5442 | 1.5453 | 1.5463 | 1.5473 | 1.5483 | 1.5493 | 1.5502 | 1.5511 | 1.552 | 1.5528 | 1.5537 | 1.5545 | 1.5553 | 1.556 | 1.5568 | 1.5575 | 1.5582 | 1.5589 | 1.5595 | 1.5602 | 1.5608 | 1.5614 | 1.562 | 1.5625 | 1.5631 | 1.5636 | 1.5642 | 1.5647 | 1.5652 | 1.5657 | 1.5661 | 1.5666 | 1.567 | 1.5674 | 1.5679
11.7FPW | Measured (other: define) | Input | l/h/d | 1
11.8FPW | Measured (other: define) | Input | l/h/d | 1
11.9FPW | Measured (other: define) | Input | l/h/d | 1
12FPW | Unmeasured Household - PCC | sum (12.1FPW:12.9FPW) | l/h/d | 1 | 137.9 | 137.7 | 159.3951 | 154.3954 | 149.4628 | 144.5917 | 144.0829 | 143.5746 | 143.0674 | 142.5599 | 142.0533 | 141.7812 | 141.5078 | 141.2337 | 140.9605 | 140.6865 | 140.4834 | 140.2805 | 140.0784 | 139.8768 | 139.6755 | 139.475 | 139.2757 | 139.0771 | 138.8808 | 138.6861 | 138.4941 | 138.3054 | 138.1173 | 137.9298 | 137.7429 | 137.7317 | 137.7198 | 137.7073 | 137.694 | 137.68 | 137.6654 | 137.6502 | 137.6342 | 137.6177 | 137.6004 | 137.5826 | 137.5641 | 137.5442 | 137.5228 | 137.5001 | 137.4759 | 137.4503 | 137.4233 | 137.3949 | 137.365 | 137.3337 | 137.3009 | 137.2666 | 137.2309 | 137.1937 | 137.155 | 137.1149 | 137.0732 | 137.03 | 136.9853 | 136.939 | 136.8912 | 136.8419 | 136.7909 | 136.7384 | 136.6843 | 136.6286 | 136.5712 | 136.5123 | 136.4516 | 136.3893 | 136.3253 | 136.2596 | 136.1922 | 136.1231 | 136.0522 | 135.9795 | 135.9051 | 135.8288 | 135.7507 | 0
12.1FPW | Unmeasured toilet flushing | Input | l/h/d | 1 | 30.8 | 29.9 | 35.4229 | 33.3589 | 31.3671 | 29.4456 | 28.4425 | 27.4423 | 26.4453 | 25.4512 | 24.4601 | 24.4045 | 24.3487 | 24.2927 | 24.2369 | 24.181 | 24.1373 | 24.0937 | 24.0501 | 24.0067 | 23.9633 | 23.92 | 23.877 | 23.8341 | 23.7915 | 23.7493 | 23.7074 | 23.666 | 23.6245 | 23.5829 | 23.5413 | 23.5394 | 23.5374 | 23.5352 | 23.533 | 23.5306 | 23.5281 | 23.5255 | 23.5228 | 23.5199 | 23.517 | 23.5139 | 23.5108 | 23.5074 | 23.5037 | 23.4998 | 23.4957 | 23.4913 | 23.4867 | 23.4819 | 23.4768 | 23.4714 | 23.4658 | 23.4599 | 23.4538 | 23.4475 | 23.4409 | 23.434 | 23.4269 | 23.4195 | 23.4119 | 23.4039 | 23.3958 | 23.3873 | 23.3786 | 23.3697 | 23.3604 | 23.3509 | 23.3411 | 23.331 | 23.3206 | 23.31 | 23.2991 | 23.2878 | 23.2763 | 23.2645 | 23.2524 | 23.24 | 23.2272 | 23.2142 | 23.2009
12.2FPW | Unmeasured personal washing | Input | l/h/d | 1 | 58.2 | 59 | 67.5391 | 66.3965 | 65.2235 | 64.0187 | 64.7147 | 65.4078 | 66.0985 | 66.786 | 67.471 | 67.4288 | 67.3859 | 67.3426 | 67.2995 | 67.256 | 67.2463 | 67.2367 | 67.2274 | 67.2184 | 67.2094 | 67.2008 | 67.1929 | 67.1852 | 67.1786 | 67.1727 | 67.1678 | 67.164 | 67.1599 | 67.1554 | 67.1506 | 67.1451 | 67.1393 | 67.1332 | 67.1267 | 67.1199 | 67.1128 | 67.1053 | 67.0976 | 67.0895 | 67.0811 | 67.0724 | 67.0634 | 67.0537 | 67.0433 | 67.0322 | 67.0204 | 67.0079 | 66.9948 | 66.9809 | 66.9663 | 66.951 | 66.9351 | 66.9184 | 66.9009 | 66.8828 | 66.864 | 66.8444 | 66.824 | 66.803 | 66.7812 | 66.7586 | 66.7353 | 66.7113 | 66.6864 | 66.6608 | 66.6345 | 66.6073 | 66.5794 | 66.5506 | 66.521 | 66.4907 | 66.4595 | 66.4274 | 66.3946 | 66.3609 | 66.3263 | 66.2909 | 66.2546 | 66.2174 | 66.1793
12.3FPW | Unmeasured clothes washing | Input | l/h/d | 1 | 16.6 | 16.5 | 19.2364 | 18.5526 | 17.8818 | 17.2231 | 17.0867 | 16.9505 | 16.8147 | 16.6791 | 16.5439 | 16.401 | 16.2581 | 16.1153 | 15.9727 | 15.8302 | 15.6958 | 15.5614 | 15.4271 | 15.2929 | 15.1588 | 15.0248 | 14.8909 | 14.7572 | 14.6237 | 14.4904 | 14.358 | 14.2267 | 14.0965 | 13.9674 | 13.8395 | 13.8383 | 13.8371 | 13.8359 | 13.8345 | 13.8331 | 13.8317 | 13.8301 | 13.8285 | 13.8269 | 13.8251 | 13.8233 | 13.8215 | 13.8195 | 13.8173 | 13.8151 | 13.8126 | 13.8101 | 13.8073 | 13.8045 | 13.8015 | 13.7983 | 13.795 | 13.7916 | 13.788 | 13.7843 | 13.7804 | 13.7763 | 13.7722 | 13.7678 | 13.7633 | 13.7587 | 13.7539 | 13.7489 | 13.7438 | 13.7385 | 13.7331 | 13.7275 | 13.7217 | 13.7158 | 13.7097 | 13.7034 | 13.697 | 13.6904 | 13.6836 | 13.6767 | 13.6696 | 13.6623 | 13.6548 | 13.6471 | 13.6393
12.4FPW | Unmeasured dish washing | Input | l/h/d | 1 | 13.2 | 13.2 | 15.2608 | 14.799 | 14.3427 | 13.8913 | 13.8584 | 13.8255 | 13.7927 | 13.7597 | 13.7269 | 13.7078 | 13.6887 | 13.6694 | 13.6502 | 13.631 | 13.6186 | 13.6062 | 13.5939 | 13.5817 | 13.5694 | 13.5573 | 13.5453 | 13.5333 | 13.5215 | 13.5099 | 13.4986 | 13.4875 | 13.4764 | 13.4654 | 13.4543 | 13.4533 | 13.4521 | 13.4509 | 13.4496 | 13.4482 | 13.4468 | 13.4453 | 13.4437 | 13.4421 | 13.4404 | 13.4387 | 13.4369 | 13.4349 | 13.4328 | 13.4306 | 13.4283 | 13.4258 | 13.4231 | 13.4204 | 13.4174 | 13.4144 | 13.4112 | 13.4078 | 13.4043 | 13.4007 | 13.3969 | 13.393 | 13.3889 | 13.3847 | 13.3803 | 13.3758 | 13.3712 | 13.3663 | 13.3614 | 13.3562 | 13.3509 | 13.3455 | 13.3399 | 13.3341 | 13.3282 | 13.3221 | 13.3159 | 13.3095 | 13.3029 | 13.2961 | 13.2892 | 13.2821 | 13.2748 | 13.2674 | 13.2598
12.5FPW | Unmeasured miscellaneous internal use | Input | l/h/d | 1 | 17.7 | 17.7 | 20.3478 | 19.7471 | 19.1527 | 18.564 | 18.5341 | 18.5042 | 18.4743 | 18.4442 | 18.4142 | 18.4027 | 18.391 | 18.3792 | 18.3674 | 18.3555 | 18.3529 | 18.3503 | 18.3477 | 18.3453 | 18.3428 | 18.3405 | 18.3383 | 18.3362 | 18.3344 | 18.3328 | 18.3315 | 18.3304 | 18.3293 | 18.3281 | 18.3268 | 18.3253 | 18.3237 | 18.322 | 18.3202 | 18.3184 | 18.3164 | 18.3144 | 18.3123 | 18.3101 | 18.3078 | 18.3054 | 18.303 | 18.3003 | 18.2975 | 18.2944 | 18.2912 | 18.2878 | 18.2842 | 18.2805 | 18.2765 | 18.2723 | 18.2679 | 18.2634 | 18.2586 | 18.2537 | 18.2485 | 18.2432 | 18.2376 | 18.2319 | 18.2259 | 18.2198 | 18.2134 | 18.2069 | 18.2001 | 18.1931 | 18.1859 | 18.1785 | 18.1709 | 18.163 | 18.1549 | 18.1467 | 18.1381 | 18.1294 | 18.1204 | 18.1112 | 18.1018 | 18.0921 | 18.0822 | 18.0721 | 18.0617
12.6FPW | Unmeasured external use | Input | l/h/d | 1 | 1.4 | 1.4 | 1.5882 | 1.5413 | 1.4949 | 1.449 | 1.4467 | 1.4443 | 1.442 | 1.4396 | 1.4373 | 1.4364 | 1.4355 | 1.4346 | 1.4337 | 1.4327 | 1.4325 | 1.4323 | 1.4321 | 1.4319 | 1.4317 | 1.4316 | 1.4314 | 1.4312 | 1.4311 | 1.431 | 1.4308 | 1.4308 | 1.4307 | 1.4306 | 1.4305 | 1.4304 | 1.4302 | 1.4301 | 1.43 | 1.4298 | 1.4297 | 1.4295 | 1.4294 | 1.4292 | 1.429 | 1.4288 | 1.4286 | 1.4284 | 1.4282 | 1.428 | 1.4277 | 1.4274 | 1.4272 | 1.4269 | 1.4266 | 1.4262 | 1.4259 | 1.4255 | 1.4252 | 1.4248 | 1.4244 | 1.424 | 1.4235 | 1.4231 | 1.4226 | 1.4221 | 1.4216 | 1.4211 | 1.4206 | 1.42 | 1.4195 | 1.4189 | 1.4183 | 1.4177 | 1.4171 | 1.4164 | 1.4158 | 1.4151 | 1.4144 | 1.4137 | 1.4129 | 1.4122 | 1.4114 | 1.4106 | 1.4098
12.7FPW | Unmeasured (other: define) | Input | l/h/d | 1
12.8FPW | Unmeasured (other: define) | Input | l/h/d | 1
12.9FPW | Unmeasured (other: define) | Input | l/h/d | 1
Table 2c: WC Level DYAA - Meter Installations (including meter upgrades) - Final Planning | Back to top of sheet
WRMP24 Reference | Component | Derivation | Unit | Decimal places | 2019-20 | 2020-21 | 2021-22 | 2022-23 | 2023-24 | 2024-25 | 2025-26 | 2026-27 | 2027-28 | 2028-29 | 2029-30 | 2030-31 | 2031-32 | 2032-33 | 2033-34 | 2034-35 | 2035-36 | 2036-37 | 2037-38 | 2038-39 | 2039-40 | 2040-41 | 2041-42 | 2042-43 | 2043-44 | 2044-45 | 2045-46 | 2046-47 | 2047-48 | 2048-49 | 2049-50 | 2050-51 | 2051-52 | 2052-53 | 2053-54 | 2054-55 | 2055-56 | 2056-57 | 2057-58 | 2058-59 | 2059-60 | 2060-61 | 2061-62 | 2062-63 | 2063-64 | 2064-65 | 2065-66 | 2066-67 | 2067-68 | 2068-69 | 2069-70 | 2070-71 | 2071-72 | 2072-73 | 2073-74 | 2074-75 | 2075-76 | 2076-77 | 2077-78 | 2078-79 | 2079-80 | 2080-81 | 2081-82 | 2082-83 | 2083-84 | 2084-85 | 2085-86 | 2086-87 | 2087-88 | 2088-89 | 2089-90 | 2090-91 | 2091-92 | 2092-93 | 2093-94 | 2094-95 | 2095-96 | 2096-97 | 2097-98 | 2098-99 | 2099-100 | 2100-01
0FPM | Total Household Smart Meters (cumulative including existing) | Input | 000's | 0 | 2220 | 2220 | 2220 | 2354.25 | 2501 | 2657.35 | 2686.09 | 2714.83 | 2743.57 | 2772.31 | 2801.05 | 2839.77 | 2868.51 | 2897.25 | 2925.99 | 2941.73 | 2947.36 | 2952.99 | 2958.62 | 2964.25 | 2969.88 | 2975.51 | 2981.14 | 2986.77 | 2992.4 | 2998.03 | 3003.66 | 3009.29 | 3014.92 | 3020.55 | 3026.18 | 3031.81 | 3037.44 | 3043.07 | 3048.7 | 3054.33 | 3059.96 | 3065.59 | 3071.22 | 3076.85 | 3082.48 | 3088.11 | 3093.74 | 3099.37 | 3105 | 3110.63 | 3116.26 | 3121.89 | 3127.52 | 3133.15 | 3138.78 | 3144.41 | 3150.04 | 3155.67 | 3161.3 | 3166.93 | 3172.56 | 3178.19 | 3183.82 | 3189.45 | 3195.08 | 3200.71 | 3206.34 | 3211.97 | 3217.6 | 3223.23 | 3228.86 | 3234.49 | 3240.12 | 3245.75 | 3251.38 | 3257.01 | 3262.64 | 3268.27 | 3273.9 | 3279.53 | 3285.16 | 3290.79 | 3296.42 | 3302.05 | 3307.68 | 3313.31
1FPM | Total household meter installations | sum(1.1FPM:1.32FPM) | 000's | 0 | 0 | 0 | 0 | 0 | 0 | 0 | 28.74 | 28.74 | 28.74 | 28.74 | 28.74 | 28.74 | 28.74 | 28.74 | 28.74 | 15.741 | 5.6304 | 5.6304 | 5.6304 | 5.6304 | 5.6304 | 5.6304 | 5.6304 | 5.6304 | 5.6304 | 5.6304 | 5.1304 | 5.1304 | 5.1304 | 5.1304 | 5.1304 | 5.1304 | 5.1304 | 5.1304 | 5.1304 | 5.1304 | 5.1304 | 5.1304 | 5.1304 | 5.1304 | 5.1304 | 5.1304 | 5.1304 | 5.1304 | 5.1304 | 5.1304 | 5.1304 | 5.1304 | 5.1304 | 5.1304 | 5.1304 | 5.1304 | 5.1304 | 5.1304 | 5.1304 | 5.1304 | 5.1304 | 5.1304 | 5.1304 | 5.1304 | 5.1304 | 5.1304 | 5.1304 | 5.1304 | 5.1304 | 5.1304 | 5.1304 | 5.1304 | 5.1304 | 5.1304 | 5.1304 | 5.1304 | 5.1304 | 5.1304 | 5.1304 | 5.1304 | 5.1304 | 5.1304 | 5.1304 | 5.1304 | 5.1304 | 0
1.1FPM | Basic (non-automated) meter installations (household) | Input | 000's | 0 | 0 | 0 | 0 | 0 | 0 | 0 | 0 | 0 | 0 | 0 | 0 | 0 | 0 | 0 | 0 | 0 | 0 | 0 | 0 | 0 | 0 | 0 | 0 | 0 | 0 | 0 | 0 | 0 | 0 | 0 | 0 | 0 | 0 | 0 | 0 | 0 | 0 | 0 | 0 | 0 | 0 | 0 | 0 | 0 | 0 | 0 | 0 | 0 | 0 | 0 | 0 | 0 | 0 | 0 | 0 | 0 | 0 | 0 | 0 | 0 | 0 | 0 | 0 | 0 | 0 | 0 | 0 | 0 | 0 | 0 | 0 | 0 | 0 | 0 | 0 | 0 | 0 | 0 | 0 | 0 | 0 | 0
1.21FPM | Automated Meter Reading (AMR) - new installations (household) | Input | 000's | 0 | 0 | 0 | 0 | 0 | 0 | 0 | 28.74 | 28.74 | 28.74 | 28.74 | 28.74 | 28.74 | 28.74 | 28.74 | 28.74 | 15.741 | 0 | 0 | 0 | 0 | 0 | 0 | 0 | 0 | 0 | 0 | 0 | 0 | 0 | 0 | 0 | 0 | 0 | 0 | 0 | 0 | 0 | 0 | 0 | 0 | 0 | 0 | 0 | 0 | 0 | 0 | 0 | 0 | 0 | 0 | 0 | 0 | 0 | 0 | 0 | 0 | 0 | 0 | 0 | 0 | 0 | 0 | 0 | 0 | 0 | 0 | 0 | 0 | 0 | 0 | 0 | 0 | 0 | 0 | 0 | 0 | 0 | 0 | 0 | 0 | 0 | 0
1.22FPM | Automated Meter Reading (AMR) - upgrades from basic meters (household | Input | 000's | 0 | 0 | 0 | 0 | 0 | 0 | 0 | 0 | 0 | 0 | 0 | 0 | 0 | 0 | 0 | 0 | 0 | 0 | 0 | 0 | 0 | 0 | 0 | 0 | 0 | 0 | 0 | 0 | 0 | 0 | 0 | 0 | 0 | 0 | 0 | 0 | 0 | 0 | 0 | 0 | 0 | 0 | 0 | 0 | 0 | 0 | 0 | 0 | 0 | 0 | 0 | 0 | 0 | 0 | 0 | 0 | 0 | 0 | 0 | 0 | 0 | 0 | 0 | 0 | 0 | 0 | 0 | 0 | 0 | 0 | 0 | 0 | 0 | 0 | 0 | 0 | 0 | 0 | 0 | 0 | 0 | 0 | 0
1.31FPM | Advanced Metering Infrastructure (AMI) - new installations (household) | Input | 000's | 0 | 0 | 0 | 0 | 0 | 0 | 0 | 0 | 0 | 0 | 0 | 0 | 0 | 0 | 0 | 0 | 0 | 5.6304 | 5.6304 | 5.6304 | 5.6304 | 5.6304 | 5.6304 | 5.6304 | 5.6304 | 5.6304 | 5.6304 | 5.1304 | 5.1304 | 5.1304 | 5.1304 | 5.1304 | 5.1304 | 5.1304 | 5.1304 | 5.1304 | 5.1304 | 5.1304 | 5.1304 | 5.1304 | 5.1304 | 5.1304 | 5.1304 | 5.1304 | 5.1304 | 5.1304 | 5.1304 | 5.1304 | 5.1304 | 5.1304 | 5.1304 | 5.1304 | 5.1304 | 5.1304 | 5.1304 | 5.1304 | 5.1304 | 5.1304 | 5.1304 | 5.1304 | 5.1304 | 5.1304 | 5.1304 | 5.1304 | 5.1304 | 5.1304 | 5.1304 | 5.1304 | 5.1304 | 5.1304 | 5.1304 | 5.1304 | 5.1304 | 5.1304 | 5.1304 | 5.1304 | 5.1304 | 5.1304 | 5.1304 | 5.1304 | 5.1304 | 5.1304 | 0
1.32FPM | Automated Meter Infrastructure (AMI) - upgrades from basic or AMR meters (household) | Input | 000's | 0 | 0 | 0 | 0 | 0 | 0 | 0 | 0 | 0 | 0 | 0 | 0 | 0 | 0 | 0 | 0 | 0 | 0 | 0 | 0 | 0 | 0 | 0 | 0 | 0 | 0 | 0 | 0 | 0 | 0 | 0 | 0 | 0 | 0 | 0 | 0 | 0 | 0 | 0 | 0 | 0 | 0 | 0 | 0 | 0 | 0 | 0 | 0 | 0 | 0 | 0 | 0 | 0 | 0 | 0 | 0 | 0 | 0 | 0 | 0 | 0 | 0 | 0 | 0 | 0 | 0 | 0 | 0 | 0 | 0 | 0 | 0 | 0 | 0 | 0 | 0 | 0 | 0 | 0 | 0 | 0 | 0 | 0
2FPM | Total non-household meter installations | Input | 000's | 0 | 0 | 0 | 0 | 0 | 0 | 0 | 3.38 | 3.38 | 3.38 | 3.38 | 3.38 | 3.38 | 3.38 | 3.38 | 3.38 | 3.38 | 0 | 0 | 0 | 0 | 0 | 0 | 0 | 0 | 0 | 0 | 0 | 0 | 0 | 0 | 0 | 0 | 0 | 0 | 0 | 0 | 0 | 0 | 0 | 0 | 0 | 0 | 0 | 0 | 0 | 0 | 0 | 0 | 0 | 0 | 0 | 0 | 0 | 0 | 0 | 0 | 0 | 0 | 0 | 0 | 0 | 0 | 0 | 0 | 0 | 0 | 0 | 0 | 0 | 0 | 0 | 0 | 0 | 0 | 0 | 0 | 0 | 0 | 0 | 0 | 0 | 0
2.1FPM | Basic (non-automated) meter installations (non-household) | Input | 000's | 0 | 0 | 0 | 0 | 0 | 0 | 0 | 0 | 0 | 0 | 0 | 0 | 0 | 0 | 0 | 0 | 0 | 0 | 0 | 0 | 0 | 0 | 0 | 0 | 0 | 0 | 0 | 0 | 0 | 0 | 0 | 0 | 0 | 0 | 0 | 0 | 0 | 0 | 0 | 0 | 0 | 0 | 0 | 0 | 0 | 0 | 0 | 0 | 0 | 0 | 0 | 0 | 0 | 0 | 0 | 0 | 0 | 0 | 0 | 0 | 0 | 0 | 0 | 0 | 0 | 0 | 0 | 0 | 0 | 0 | 0 | 0 | 0 | 0 | 0 | 0 | 0 | 0 | 0 | 0 | 0 | 0 | 0
2.2FPM | Automated Meter Reading (AMR) - installations (non-household) | Input | 000's | 0 | 0 | 0 | 0 | 0 | 0 | 0 | 3.38 | 3.38 | 3.38 | 3.38 | 3.38 | 3.38 | 3.38 | 3.38 | 3.38 | 3.38 | 0 | 0 | 0 | 0 | 0 | 0 | 0 | 0 | 0 | 0 | 0 | 0 | 0 | 0 | 0 | 0 | 0 | 0 | 0 | 0 | 0 | 0 | 0 | 0 | 0 | 0 | 0 | 0 | 0 | 0 | 0 | 0 | 0 | 0 | 0 | 0 | 0 | 0 | 0 | 0 | 0 | 0 | 0 | 0 | 0 | 0 | 0 | 0 | 0 | 0 | 0 | 0 | 0 | 0 | 0 | 0 | 0 | 0 | 0 | 0 | 0 | 0 | 0 | 0 | 0 | 0
2.3FPM | Automated Meter Infrastructure (AMI) - installations (non-household) | Input | 000's | 0 | 0 | 0 | 0 | 0 | 0 | 0 | 0 | 0 | 0 | 0 | 0 | 0 | 0 | 0 | 0 | 0 | 0 | 0 | 0 | 0 | 0 | 0 | 0 | 0 | 0 | 0 | 0 | 0 | 0 | 0 | 0 | 0 | 0 | 0 | 0 | 0 | 0 | 0 | 0 | 0 | 0 | 0 | 0 | 0 | 0 | 0 | 0 | 0 | 0 | 0 | 0 | 0 | 0 | 0 | 0 | 0 | 0 | 0 | 0 | 0 | 0 | 0 | 0 | 0 | 0 | 0 | 0 | 0 | 0 | 0 | 0 | 0 | 0 | 0 | 0 | 0 | 0 | 0 | 0 | 0 | 0 | 0
Back to top of sheet
Table 2d: WC Level DYAA - Key Components - Baseline
WRMP24 Reference | Component | Derivation | Unit | Decimal places | 2019-20 | 2020-21 | 2021-22 | 2022-23 | 2023-24 | 2024-25 | 2025-26 | 2026-27 | 2027-28 | 2028-29 | 2029-30 | 2030-31 | 2031-32 | 2032-33 | 2033-34 | 2034-35 | 2035-36 | 2036-37 | 2037-38 | 2038-39 | 2039-40 | 2040-41 | 2041-42 | 2042-43 | 2043-44 | 2044-45 | 2045-46 | 2046-47 | 2047-48 | 2048-49 | 2049-50 | 2050-51 | 2051-52 | 2052-53 | 2053-54 | 2054-55 | 2055-56 | 2056-57 | 2057-58 | 2058-59 | 2059-60 | 2060-61 | 2061-62 | 2062-63 | 2063-64 | 2064-65 | 2065-66 | 2066-67 | 2067-68 | 2068-69 | 2069-70 | 2070-71 | 2071-72 | 2072-73 | 2073-74 | 2074-75 | 2075-76 | 2076-77 | 2077-78 | 2078-79 | 2079-80 | 2080-81 | 2081-82 | 2082-83 | 2083-84 | 2084-85 | 2085-86 | 2086-87 | 2087-88 | 2088-89 | 2089-90 | 2090-91 | 2091-92 | 2092-93 | 2093-94 | 2094-95 | 2095-96 | 2096-97 | 2097-98 | 2098-99 | 2099-100 | 2100-01
1BLW | Outage Allowance | Sum (all WRZ 9BL) | Ml/d | 2 | 8.28 | 11.98 | 23.04 | 8.28 | 8.28 | 8.28 | 10.1 | 10.1 | 10.1 | 10.1 | 10.1 | 10.1 | 10.1 | 10.1 | 10.1 | 10.1 | 10.1 | 10.1 | 10.1 | 10.1 | 10.1 | 10.1 | 10.1 | 10.1 | 10.1 | 10.1 | 10.1 | 10.1 | 10.1 | 10.1 | 10.1 | 10.1 | 10.1 | 10.1 | 10.1 | 10.1 | 10.1 | 10.1 | 10.1 | 10.1 | 10.1 | 10.1 | 10.1 | 10.1 | 10.1 | 10.1 | 10.1 | 10.1 | 10.1 | 10.1 | 10.1 | 10.1 | 10.1 | 10.1 | 10.1 | 10.1 | 10.1 | 10.1 | 10.1 | 10.1 | 10.1 | 10.1 | 10.1 | 10.1 | 10.1 | 10.1 | 10.1 | 10.1 | 10.1 | 10.1 | 10.1 | 10.1 | 10.1 | 10.1 | 10.1 | 10.1 | 10.1 | 10.1 | 10.1 | 0 | 0 | 0
2BLW | Average Household - PCC | ((Sum (all WRZ 14BL: 15BL) - Sum (all WRZ 25BL:26BL))*1,000,000)/((Sum (all WRZ 39BL: 40BL))*1,000) | l/h/d | 1 | 134.355 | 134.1675 | 152.6217 | 147.6046 | 142.6962 | 137.8674 | 137.2436 | 136.7651 | 136.3206 | 135.904 | 135.5223 | 135.176 | 134.8357 | 134.5024 | 134.1812 | 133.8652 | 133.6259 | 133.3934 | 133.1691 | 132.9514 | 132.7388 | 132.5321 | 132.3322 | 132.1361 | 131.9485 | 131.7661 | 131.5961 | 131.4323 | 131.2697 | 131.1083 | 130.948 | 130.9672 | 130.9871 | 131.0076 | 131.0286 | 131.0503 | 131.0724 | 131.0951 | 131.1183 | 131.1419 | 131.1659 | 131.1904 | 131.2152 | 131.2402 | 131.2652 | 131.2904 | 131.3157 | 131.341 | 131.3665 | 131.392 | 131.4175 | 131.4431 | 131.4686 | 131.4943 | 131.5199 | 131.5456 | 131.5712 | 131.5969 | 131.6225 | 131.6481 | 131.6736 | 131.6991 | 131.7245 | 131.7499 | 131.7752 | 131.8004 | 131.8255 | 131.8506 | 131.8756 | 131.9004 | 131.9251 | 131.9497 | 131.9742 | 131.9985 | 132.0227 | 132.0467 | 132.0706 | 132.0943 | 132.1179 | #DIV/0! | #DIV/0! | #DIV/0!
3BLW | Household metering penetration incl. voids | Sum (all WRZ 34BL) / (Sum (all WRZ 34BL) + Sum (all WRZ 34.7BL: 35.1BL)) | % | 1 | 38.66% | 40.08% | 40.81% | 42.31% | 43.8% | 45.24% | 46.66% | 48.07% | 49.46% | 50.83% | 52.18% | 53.51% | 54.81% | 56.09% | 57.32% | 58.52% | 59.68% | 60.79% | 61.86% | 62.89% | 63.87% | 64.81% | 65.71% | 66.57% | 67.38% | 68.16% | 68.87% | 69.55% | 70.2% | 70.85% | 71.47% | 72.08% | 72.68% | 73.26% | 73.82% | 74.38% | 74.92% | 75.44% | 75.96% | 76.46% | 76.95% | 77.42% | 77.89% | 78.34% | 78.79% | 79.22% | 79.64% | 80.06% | 80.46% | 80.86% | 81.24% | 81.62% | 81.98% | 82.34% | 82.69% | 83.03% | 83.37% | 83.7% | 84.02% | 84.33% | 84.63% | 84.93% | 85.22% | 85.51% | 85.78% | 86.06% | 86.32% | 86.58% | 86.84% | 87.08% | 87.33% | 87.57% | 87.8% | 88.02% | 88.25% | 88.46% | 88.68% | 88.88% | 89.09% | #DIV/0! | #DIV/0! | #DIV/0!
4BLW | Total non-household consumption | Sum (all WRZ 12BL:13BL) - Sum (all WRZ 23BL:24BL) | Ml/d | 2 | 55.7 | 51.87 | 51.87 | 52.8529 | 53.2969 | 53.756 | 54.1274 | 54.3773 | 54.5971 | 54.7967 | 54.9846 | 55.14 | 55.2586 | 55.3713 | 55.4818 | 55.5973 | 55.7148 | 55.8363 | 55.9596 | 56.0842 | 56.2091 | 56.3142 | 56.3778 | 56.4414 | 56.5049 | 56.5685 | 56.6321 | 56.6956 | 56.7592 | 56.8228 | 56.8863 | 56.9499 | 57.0135 | 57.077 | 57.1406 | 57.2042 | 57.2678 | 57.3313 | 57.3949 | 57.4585 | 57.522 | 57.5856 | 57.6492 | 57.7127 | 57.7763 | 57.8399 | 57.9035 | 57.967 | 58.0306 | 58.0942 | 58.1577 | 58.2213 | 58.2849 | 58.3484 | 58.412 | 58.4756 | 58.5392 | 58.6027 | 58.6663 | 58.7299 | 58.7934 | 58.857 | 58.9206 | 58.9841 | 59.0477 | 59.1113 | 59.1748 | 59.2384 | 59.302 | 59.3656 | 59.4291 | 59.4927 | 59.5563 | 59.6198 | 59.6834 | 59.747 | 59.8105 | 59.8741 | 59.9377 | 0 | 0 | 0
5BLW | Total Leakage | Sum (all WRZ 29BL) | Ml/d | 2 | 72.4 | 71.1 | 69.4 | 66.8 | 64.1 | 61.5 | 59.5 | 59.5 | 59.5 | 59.5 | 59.5 | 59.5 | 59.5 | 59.5 | 59.5 | 59.5 | 59.5 | 59.5 | 59.5 | 59.5 | 59.5 | 59.5 | 59.5 | 59.5 | 59.5 | 59.5 | 59.5 | 59.5 | 59.5 | 59.5 | 59.5 | 59.5 | 59.5 | 59.5 | 59.5 | 59.5 | 59.5 | 59.5 | 59.5 | 59.5 | 59.5 | 59.5 | 59.5 | 59.5 | 59.5 | 59.5 | 59.5 | 59.5 | 59.5 | 59.5 | 59.5 | 59.5 | 59.5 | 59.5 | 59.5 | 59.5 | 59.5 | 59.5 | 59.5 | 59.5 | 59.5 | 59.5 | 59.5 | 59.5 | 59.5 | 59.5 | 59.5 | 59.5 | 59.5 | 59.5 | 59.5 | 59.5 | 59.5 | 59.5 | 59.5 | 59.5 | 59.5 | 59.5 | 59.5 | 0 | 0 | 0
6BLW | Distribution input | Sum (all WRZ 45BL) | Ml/d | 2 | 312.84 | 308.62 | 333.4272 | 326.1004 | 318.2024 | 310.4133 | 308.9851 | 309.6413 | 310.3114 | 311.0134 | 311.7202 | 312.4074 | 313.0423 | 313.6608 | 314.2585 | 314.8612 | 315.5579 | 316.2625 | 316.9689 | 317.6807 | 318.4001 | 319.1052 | 319.7723 | 320.4503 | 321.1275 | 321.8122 | 322.3635 | 322.9249 | 323.4882 | 324.0535 | 324.6213 | 325.4729 | 326.3282 | 327.1867 | 328.0487 | 328.9141 | 329.783 | 330.655 | 331.5306 | 332.4096 | 333.2918 | 334.1776 | 335.0666 | 335.9585 | 336.8534 | 337.7511 | 338.6517 | 339.5553 | 340.4617 | 341.3711 | 342.2835 | 343.1988 | 344.1171 | 345.0382 | 345.9624 | 346.8892 | 347.8192 | 348.7521 | 349.6879 | 350.6265 | 351.5681 | 352.5127 | 353.4604 | 354.4108 | 355.3643 | 356.3206 | 357.2799 | 358.2422 | 359.2072 | 360.1754 | 361.1465 | 362.1205 | 363.0975 | 364.0776 | 365.0604 | 366.0463 | 367.0353 | 368.0271 | 369.0218 | 0 | 0 | 0
7BLW | Target Headroom | Sum (all WRZ 48BL) | Ml/d | 2 | 7.29 | 7.56 | 11.16 | 10.95 | 9.91 | 9.83 | 10.04 | 10.44 | 10.93 | 10.74 | 11.05 | 11.77 | 11.96 | 11.93 | 11.93 | 12.66 | 13.33 | 12.76 | 13.01 | 12.92 | 14.02 | 13.14 | 13.67 | 13.87 | 13.77 | 13.48 | 14.18 | 13.87 | 14.3 | 14.06 | 14.4 | 14.16 | 14.62 | 14.6 | 14.5 | 14.95 | 14.46 | 13.79 | 14.97 | 14.35 | 15.55 | 15.23 | 14.81 | 14.87 | 14.7 | 15.71 | 15.29 | 15.9 | 15.77 | 15.88 | 16.3 | 16.08 | 16.19 | 16.4 | 16.61 | 16.35 | 16.39 | 16.53 | 16.65 | 16.95 | 16.45 | 16.4 | 16.5 | 16.88 | 16.86 | 16.36 | 17.3 | 17.67 | 16.9 | 17.34 | 17.58 | 17.46 | 18.43 | 18.03 | 18.62 | 18.59 | 18.41 | 18.53 | 19.54 | 0 | 0 | 0
8BLW | Water Available For Use (own sources) | Sum (all WRZ 10BL) | Ml/d | 2 | 310.01 | 304.86 | 297.93 | 309.15 | 308.86 | 314.92 | 310.63 | 310.52 | 310.41 | 310.3 | 291.41 | 287.628 | 283.846 | 280.074 | 276.292 | 272.51 | 270.198 | 267.886 | 265.574 | 264.262 | 260.95 | 260.8 | 260.66 | 260.51 | 260.37 | 260.22 | 260.11 | 260 | 259.89 | 259.78 | 259.67 | 259.52 | 259.38 | 259.23 | 259.09 | 258.88 | 258.83 | 258.72 | 258.61 | 258.5 | 258.39 | 258.24 | 258.1 | 257.95 | 257.81 | 257.66 | 257.55 | 257.44 | 257.34 | 257.23 | 257.12 | 256.97 | 256.83 | 256.68 | 256.54 | 256.39 | 257.24 | 256.1 | 255.95 | 255.81 | 255.66 | 255.55 | 255.44 | 255.33 | 255.22 | 255.11 | 254.96 | 254.82 | 254.67 | 254.53 | 254.38 | 254.23 | 254.09 | 253.94 | 253.8 | 253.65 | 253.5 | 253.36 | 253.21 | 0 | 0 | 0
9BLW | Total Water Available For Use | Sum (all WRZ 11BL) | Ml/d | 2 | 268.41 | 260.68 | 255.96 | 267.55 | 267.26 | 273.32 | 268.57 | 268.46 | 268.35 | 268.24 | 249.35 | 245.568 | 241.786 | 238.014 | 234.232 | 230.45 | 228.138 | 225.826 | 223.514 | 222.202 | 218.89 | 218.74 | 218.6 | 218.45 | 218.31 | 218.16 | 218.05 | 217.94 | 217.83 | 217.72 | 217.61 | 217.46 | 217.32 | 217.17 | 217.03 | 216.82 | 216.77 | 216.66 | 216.55 | 216.44 | 216.33 | 216.18 | 216.04 | 215.89 | 215.75 | 215.6 | 215.49 | 215.38 | 215.28 | 215.17 | 215.06 | 214.91 | 214.77 | 214.62 | 214.48 | 214.33 | 215.18 | 214.04 | 213.89 | 213.75 | 213.6 | 213.49 | 213.38 | 213.27 | 213.16 | 213.05 | 212.9 | 212.76 | 212.61 | 212.47 | 212.32 | 212.17 | 212.03 | 211.88 | 211.74 | 211.59 | 211.44 | 211.3 | 211.15 | 0 | 0 | 0
10BLW | Supply Demand Balance | Sum (all WRZ 50BL) | Ml/d | 2 | -51.72 | -55.5 | -88.6272 | -69.5004 | -60.8524 | -46.9233 | -50.4551 | -51.6213 | -52.8914 | -53.5134 | -73.4202 | -78.6094 | -83.2163 | -87.5768 | -91.9565 | -97.0712 | -100.7499 | -103.1965 | -106.4649 | -108.3987 | -113.5301 | -113.5052 | -114.8423 | -115.8703 | -116.5875 | -117.1322 | -118.4935 | -118.8549 | -119.9582 | -120.3935 | -121.4113 | -122.1729 | -123.6282 | -124.6167 | -125.5187 | -127.0441 | -127.473 | -127.785 | -129.9506 | -130.3196 | -132.5118 | -133.2276 | -133.8366 | -134.9385 | -135.8034 | -137.8611 | -138.4517 | -140.0753 | -140.9517 | -142.0811 | -143.5235 | -144.3688 | -145.5371 | -146.8182 | -148.0924 | -148.9092 | -149.0292 | -151.2421 | -152.4479 | -153.8265 | -154.4181 | -155.4227 | -156.5804 | -158.0208 | -159.0643 | -159.6306 | -161.6799 | -163.1522 | -163.4972 | -165.0454 | -166.4065 | -167.4105 | -169.4975 | -170.2276 | -171.9404 | -173.0463 | -174.0053 | -175.2571 | -177.4118 | 0 | 0 | 0
Back to top of sheet
Table 2e: WC Level DYAA - Key Components - Final planning
WRMP24 Reference | Component | Derivation | Unit | Decimal places | 2019-20 | 2020-21 | 2021-22 | 2022-23 | 2023-24 | 2024-25 | 2025-26 | 2026-27 | 2027-28 | 2028-29 | 2029-30 | 2030-31 | 2031-32 | 2032-33 | 2033-34 | 2034-35 | 2035-36 | 2036-37 | 2037-38 | 2038-39 | 2039-40 | 2040-41 | 2041-42 | 2042-43 | 2043-44 | 2044-45 | 2045-46 | 2046-47 | 2047-48 | 2048-49 | 2049-50 | 2050-51 | 2051-52 | 2052-53 | 2053-54 | 2054-55 | 2055-56 | 2056-57 | 2057-58 | 2058-59 | 2059-60 | 2060-61 | 2061-62 | 2062-63 | 2063-64 | 2064-65 | 2065-66 | 2066-67 | 2067-68 | 2068-69 | 2069-70 | 2070-71 | 2071-72 | 2072-73 | 2073-74 | 2074-75 | 2075-76 | 2076-77 | 2077-78 | 2078-79 | 2079-80 | 2080-81 | 2081-82 | 2082-83 | 2083-84 | 2084-85 | 2085-86 | 2086-87 | 2087-88 | 2088-89 | 2089-90 | 2090-91 | 2091-92 | 2092-93 | 2093-94 | 2094-95 | 2095-96 | 2096-97 | 2097-98 | 2098-99 | 2099-100 | 2100-01
1FPW | Outage Allowance | Sum (all WRZ 9FP) | Ml/d | 2 | 8.28 | 11.98 | 23.04 | 8.28 | 8.28 | 8.28 | 10.1 | 10.1 | 10.1 | 10.1 | 10.1 | 10.1 | 10.1 | 10.1 | 10.1 | 10.1 | 10.1 | 10.1 | 10.1 | 10.1 | 10.1 | 10.1 | 10.1 | 10.1 | 10.1 | 10.1 | 10.1 | 10.1 | 10.1 | 10.1 | 10.1 | 10.1 | 10.1 | 10.1 | 10.1 | 10.1 | 10.1 | 10.1 | 10.1 | 10.1 | 10.1 | 10.1 | 10.1 | 10.1 | 10.1 | 10.1 | 10.1 | 10.1 | 10.1 | 10.1 | 10.1 | 10.1 | 10.1 | 10.1 | 10.1 | 10.1 | 10.1 | 10.1 | 10.1 | 10.1 | 10.1 | 10.1 | 10.1 | 10.1 | 10.1 | 10.1 | 10.1 | 10.1 | 10.1 | 10.1 | 10.1 | 10.1 | 10.1 | 10.1 | 10.1 | 10.1 | 10.1 | 10.1 | 10.1 | 0 | 0 | 0
2FPW | Average Household - PCC | ((Sum (all WRZ 14FP: 15FP) - Sum (all WRZ 25FP:26FP))*1,000,000)/((Sum (all WRZ 39FP: 40FP))*1,000) | l/h/d | 1 | 134.355 | 134.1675 | 152.6217 | 147.625 | 142.7363 | 137.9229 | 136.5166 | 134.5575 | 132.6406 | 130.7761 | 128.9276 | 127.0745 | 125.9361 | 124.1205 | 122.3147 | 119.8593 | 118.7437 | 117.6441 | 116.5492 | 115.465 | 114.3895 | 113.8329 | 113.2793 | 112.7354 | 112.1877 | 111.6511 | 111.1446 | 110.7282 | 110.3126 | 109.8981 | 109.6349 | 109.7338 | 109.833 | 109.9323 | 110.032 | 110.1319 | 110.232 | 110.3322 | 110.4327 | 110.5333 | 110.634 | 110.7348 | 110.8356 | 110.9362 | 111.0367 | 111.1369 | 111.2369 | 111.3368 | 111.4362 | 111.5356 | 111.6348 | 111.7335 | 111.8322 | 111.9304 | 112.0285 | 112.126 | 112.2236 | 112.3208 | 112.4175 | 112.514 | 112.6102 | 112.7062 | 112.8018 | 112.8969 | 112.9918 | 113.0862 | 113.1804 | 113.2742 | 113.3675 | 113.4607 | 113.5533 | 113.6456 | 113.7375 | 113.829 | 113.92 | 114.0108 | 114.1011 | 114.1909 | 114.2804 | #DIV/0! | #DIV/0! | #DIV/0!
3FPW | Household metering penetration incl. voids | Sum (all WRZ 34FP) / (Sum (all WRZ 34FP) + Sum (all WRZ 34.7FP: 35.1FP)) | % | 1 | 38.66% | 40.41% | 41.82% | 43.26% | 44.68% | 46.06% | 52.76% | 58.08% | 63.3% | 68.44% | 73.48% | 78.43% | 83.28% | 88.05% | 92.72% | 95.27% | 95.31% | 95.35% | 95.39% | 95.43% | 95.47% | 95.51% | 95.55% | 95.59% | 95.63% | 95.66% | 95.69% | 95.73% | 95.76% | 95.79% | 95.82% | 95.85% | 95.88% | 95.91% | 95.94% | 95.97% | 96% | 96.03% | 96.06% | 96.08% | 96.11% | 96.14% | 96.16% | 96.19% | 96.22% | 96.24% | 96.27% | 96.29% | 96.31% | 96.34% | 96.36% | 96.39% | 96.41% | 96.43% | 96.45% | 96.48% | 96.5% | 96.52% | 96.54% | 96.56% | 96.59% | 96.61% | 96.63% | 96.65% | 96.67% | 96.69% | 96.71% | 96.73% | 96.74% | 96.76% | 96.78% | 96.8% | 96.82% | 96.84% | 96.86% | 96.87% | 96.89% | 96.91% | 96.93% | #DIV/0! | #DIV/0! | #DIV/0!
4FPW | Total non-household consumption | Sum (all WRZ 12FP:13FP) - Sum (all WRZ 23FP:24FP) | Ml/d | 2 | 55.7 | 51.87 | 51.87 | 52.8529 | 53.2969 | 53.756 | 53.3034 | 52.7293 | 52.1251 | 51.5007 | 50.8646 | 50.466 | 50.0306 | 49.5893 | 49.1458 | 48.7073 | 48.1068 | 47.5103 | 46.9156 | 46.3222 | 45.7291 | 45.8342 | 45.8978 | 45.9614 | 46.0249 | 46.0885 | 46.1521 | 46.2156 | 46.2792 | 46.3428 | 46.4063 | 46.4699 | 46.5335 | 46.597 | 46.6606 | 46.7242 | 46.7878 | 46.8513 | 46.9149 | 46.9785 | 47.042 | 47.1056 | 47.1692 | 47.2327 | 47.2963 | 47.3599 | 47.4235 | 47.487 | 47.5506 | 47.6142 | 47.6777 | 47.7413 | 47.8049 | 47.8684 | 47.932 | 47.9956 | 48.0592 | 48.1227 | 48.1863 | 48.2499 | 48.3134 | 48.377 | 48.4406 | 48.5041 | 48.5677 | 48.6313 | 48.6948 | 48.7584 | 48.822 | 48.8856 | 48.9491 | 49.0127 | 49.0763 | 49.1398 | 49.2034 | 49.267 | 49.3305 | 49.3941 | 49.4577 | 0 | 0 | 0
5FPW | Total Leakage | Sum (all WRZ 29FP) | Ml/d | 2 | 72.4 | 71.1 | 69.4 | 66.8 | 64.1 | 61.5 | 58.524 | 57.548 | 56.572 | 55.596 | 54.56 | 53.13 | 51.71 | 50.27 | 48.85 | 47.42 | 46.67 | 45.92 | 45.16 | 44.41 | 43.52 | 42.95 | 42.46 | 41.82 | 41.39 | 40.75 | 39.98 | 39.21 | 38.44 | 37.67 | 36.8 | 36.8 | 36.8 | 36.8 | 36.8 | 36.8 | 36.8 | 36.8 | 36.8 | 36.8 | 36.8 | 36.8 | 36.8 | 36.8 | 36.8 | 36.8 | 36.8 | 36.8 | 36.8 | 36.8 | 36.8 | 36.8 | 36.8 | 36.8 | 36.8 | 36.8 | 36.8 | 36.8 | 36.8 | 36.8 | 36.8 | 36.8 | 36.8 | 36.8 | 36.8 | 36.8 | 36.8 | 36.8 | 36.8 | 36.8 | 36.8 | 36.8 | 36.8 | 36.8 | 36.8 | 36.8 | 36.8 | 36.8 | 36.8 | 0 | 0 | 0
6FPW | Distribution input | Sum (all WRZ 45FP) | Ml/d | 2 | 312.84 | 308.62 | 333.4272 | 326.1004 | 318.2024 | 310.4133 | 305.0939 | 301.8541 | 298.6232 | 295.4191 | 292.1552 | 288.6727 | 286.1385 | 282.5588 | 278.9698 | 274.3667 | 272.2215 | 270.0728 | 267.9051 | 265.7417 | 263.4345 | 262.9164 | 262.4337 | 261.8044 | 261.3784 | 260.7429 | 260.0179 | 259.2995 | 258.5797 | 257.8583 | 257.2713 | 258.1229 | 258.9782 | 259.8367 | 260.6987 | 261.5641 | 262.433 | 263.305 | 264.1806 | 265.0596 | 265.9418 | 266.8276 | 267.7166 | 268.6085 | 269.5034 | 270.4011 | 271.3017 | 272.2053 | 273.1117 | 274.0211 | 274.9335 | 275.8488 | 276.7671 | 277.6882 | 278.6124 | 279.5392 | 280.4692 | 281.4021 | 282.3379 | 283.2765 | 284.2181 | 285.1627 | 286.1104 | 287.0608 | 288.0143 | 288.9706 | 289.9299 | 290.8922 | 291.8572 | 292.8254 | 293.7965 | 294.7705 | 295.7475 | 296.7276 | 297.7104 | 298.6963 | 299.6853 | 300.6771 | 301.6718 | 0 | 0 | 0
7FPW | Target Headroom | Sum (all WRZ 48FP) | Ml/d | 2 | 7.29 | 7.56 | 11.16 | 10.95 | 9.91 | 9.83 | 10.04 | 10.44 | 10.93 | 10.74 | 11.05 | 11.77 | 11.96 | 11.93 | 11.93 | 12.66 | 13.33 | 12.76 | 13.01 | 12.92 | 14.02 | 13.14 | 13.67 | 13.87 | 13.77 | 13.48 | 14.18 | 13.87 | 14.3 | 14.06 | 14.4 | 14.16 | 14.62 | 14.6 | 14.5 | 14.95 | 14.46 | 13.79 | 14.97 | 14.35 | 15.55 | 15.23 | 14.81 | 14.87 | 14.7 | 15.71 | 15.29 | 15.9 | 15.77 | 15.88 | 16.3 | 16.08 | 16.19 | 16.4 | 16.61 | 16.35 | 16.39 | 16.53 | 16.65 | 16.95 | 16.45 | 16.4 | 16.5 | 16.88 | 16.86 | 16.36 | 17.3 | 17.67 | 16.9 | 17.34 | 17.58 | 17.46 | 18.43 | 18.03 | 18.62 | 18.59 | 18.41 | 18.53 | 19.54 | 0 | 0 | 0
8FPW | Water Available For Use (own sources) | Sum (all WRZ 10FP) | Ml/d | 2 | 390.01 | 384.86 | 377.93 | 389.15 | 388.86 | 394.92 | 390.63 | 390.52 | 390.41 | 390.3 | 371.41 | 367.628 | 363.846 | 360.074 | 356.292 | 352.51 | 350.198 | 347.886 | 345.574 | 344.262 | 340.95 | 340.8 | 340.66 | 340.51 | 340.37 | 340.22 | 340.11 | 340 | 339.89 | 339.78 | 339.67 | 339.52 | 339.38 | 339.23 | 339.09 | 338.88 | 338.83 | 338.72 | 338.61 | 338.5 | 338.39 | 338.24 | 338.1 | 337.95 | 337.81 | 337.66 | 337.55 | 337.44 | 337.34 | 337.23 | 337.12 | 336.97 | 336.83 | 336.68 | 336.54 | 336.39 | 337.24 | 336.1 | 335.95 | 335.81 | 335.66 | 335.55 | 335.44 | 335.33 | 335.22 | 335.11 | 334.96 | 334.82 | 334.67 | 334.53 | 334.38 | 334.23 | 334.09 | 333.94 | 333.8 | 333.65 | 333.5 | 333.36 | 333.21 | 0 | 0 | 0
9FPW | Total Water Available For Use | Sum (all WRZ 11FP) | Ml/d | 2 | 348.41 | 340.68 | 335.96 | 347.55 | 347.26 | 353.32 | 348.57 | 348.46 | 348.35 | 348.24 | 329.35 | 325.568 | 321.786 | 318.014 | 314.232 | 310.45 | 308.138 | 305.826 | 303.514 | 302.202 | 298.89 | 298.74 | 298.6 | 298.45 | 298.31 | 298.16 | 298.05 | 297.94 | 297.83 | 297.72 | 297.61 | 297.46 | 297.32 | 297.17 | 297.03 | 296.82 | 296.77 | 296.66 | 296.55 | 296.44 | 296.33 | 296.18 | 296.04 | 295.89 | 295.75 | 295.6 | 295.49 | 295.38 | 295.28 | 295.17 | 295.06 | 294.91 | 294.77 | 294.62 | 294.48 | 294.33 | 295.18 | 294.04 | 293.89 | 293.75 | 293.6 | 293.49 | 293.38 | 293.27 | 293.16 | 293.05 | 292.9 | 292.76 | 292.61 | 292.47 | 292.32 | 292.17 | 292.03 | 291.88 | 291.74 | 291.59 | 291.44 | 291.3 | 291.15 | 0 | 0 | 0
10FPW | Supply Demand Balance | Sum (all WRZ 50FP) | Ml/d | 2 | 28.28 | 24.5 | -8.6272 | 10.4996 | 19.1476 | 33.0767 | 33.4361 | 36.1659 | 38.7968 | 42.0809 | 26.1448 | 25.1253 | 23.6875 | 23.5252 | 23.3322 | 23.4233 | 22.5865 | 22.9932 | 22.5989 | 23.5403 | 21.4355 | 22.6836 | 22.4963 | 22.7756 | 23.1616 | 23.9371 | 23.8521 | 24.7705 | 24.9503 | 25.8017 | 25.9387 | 25.1771 | 23.7218 | 22.7333 | 21.8313 | 20.3059 | 19.877 | 19.565 | 17.3994 | 17.0304 | 14.8382 | 14.1224 | 13.5134 | 12.4115 | 11.5466 | 9.4889 | 8.8983 | 7.2747 | 6.3983 | 5.2689 | 3.8265 | 2.9812 | 1.8129 | 0.53177 | -0.74237 | -1.5592 | -1.6792 | -3.8921 | -5.0979 | -6.4765 | -7.0681 | -8.0727 | -9.2304 | -10.6708 | -11.7143 | -12.2806 | -14.3299 | -15.8022 | -16.1472 | -17.6954 | -19.0565 | -20.0605 | -22.1475 | -22.8776 | -24.5904 | -25.6963 | -26.6553 | -27.9071 | -30.0618 | 0 | 0 | 0
11FPW | All Non-Household Properties (incl. voids) | Sum (all WRZ 31FP:33FP) | 000's | 2 | 33.77 | 38.01 | 38.11 | 38.11 | 38.11 | 38.11 | 38.11 | 38.11 | 38.11 | 38.11 | 38.11 | 38.11 | 38.11 | 38.11 | 38.11 | 38.11 | 38.11 | 38.112 | 38.112 | 38.112 | 38.112 | 38.112 | 38.112 | 38.112 | 38.112 | 38.112 | 38.112 | 38.112 | 38.112 | 38.112 | 38.112 | 38.112 | 38.112 | 38.112 | 38.112 | 38.112 | 38.112 | 38.112 | 38.112 | 38.112 | 38.112 | 38.112 | 38.112 | 38.112 | 38.112 | 38.112 | 38.112 | 38.112 | 38.112 | 38.112 | 38.112 | 38.112 | 38.112 | 38.112 | 38.112 | 38.112 | 38.112 | 38.112 | 38.112 | 38.112 | 38.112 | 38.112 | 38.112 | 38.112 | 38.112 | 38.112 | 38.11 | 38.11 | 38.11 | 38.11 | 38.11 | 38.11 | 38.11 | 38.11 | 38.11 | 38.11 | 38.11 | 38.11 | 38.11 | 0 | 0 | 0
12FPW | All Household Properties (incl. voids) | Sum (all WRZ 34FP) + Sum (all WRZ 34.7FP:35.1FP) | 000's | 2 | 565.5595 | 569.6157 | 577.7662 | 582.9894 | 588.3184 | 593.4587 | 582.7541 | 588.2247 | 593.7978 | 599.4735 | 605.1731 | 610.9439 | 616.7173 | 622.4931 | 628.2714 | 634.0523 | 639.8356 | 645.6215 | 651.4098 | 657.2007 | 662.9941 | 668.7899 | 674.5883 | 680.3892 | 686.1926 | 691.9985 | 697.3042 | 702.6122 | 707.9225 | 713.2351 | 718.5499 | 723.8671 | 729.1865 | 734.5082 | 739.8322 | 745.1585 | 750.4871 | 755.8179 | 761.151 | 766.4864 | 771.8241 | 777.1641 | 782.5063 | 787.8509 | 793.1977 | 798.5468 | 803.8982 | 809.2519 | 814.6078 | 819.966 | 825.3266 | 830.6894 | 836.0544 | 841.4218 | 846.7914 | 852.1634 | 857.5376 | 862.9141 | 868.2929 | 873.6739 | 879.0573 | 884.4429 | 889.8308 | 895.221 | 900.6135 | 906.0082 | 911.4053 | 916.8046 | 922.2062 | 927.6101 | 933.0163 | 938.4247 | 943.8355 | 949.2485 | 954.6638 | 960.0814 | 965.5012 | 970.9234 | 976.3478 | 0 | 0 | 0
Back to top of sheet
Table 2f: WC Level DYAA - Levels of Service - Final Planning
WRMP24 Reference | Component | Derivation | Unit | Decimal places | 2019-20 | 2020-21 | 2021-22 | 2022-23 | 2023-24 | 2024-25 | 2025-26 | 2026-27 | 2027-28 | 2028-29 | 2029-30 | 2030-31 | 2031-32 | 2032-33 | 2033-34 | 2034-35 | 2035-36 | 2036-37 | 2037-38 | 2038-39 | 2039-40 | 2040-41 | 2041-42 | 2042-43 | 2043-44 | 2044-45 | 2045-46 | 2046-47 | 2047-48 | 2048-49 | 2049-50 | 2050-51 | 2051-52 | 2052-53 | 2053-54 | 2054-55 | 2055-56 | 2056-57 | 2057-58 | 2058-59 | 2059-60 | 2060-61 | 2061-62 | 2062-63 | 2063-64 | 2064-65 | 2065-66 | 2066-67 | 2067-68 | 2068-69 | 2069-70 | 2070-71 | 2071-72 | 2072-73 | 2073-74 | 2074-75 | 2075-76 | 2076-77 | 2077-78 | 2078-79 | 2079-80 | 2080-81 | 2081-82 | 2082-83 | 2083-84 | 2084-85 | 2085-86 | 2086-87 | 2087-88 | 2088-89 | 2089-90 | 2090-91 | 2091-92 | 2092-93 | 2093-94 | 2094-95 | 2095-96 | 2096-97 | 2097-98 | 2098-99 | 2099-100 | 2100-01
1.1FPL | Temporary Use Bans (modelled) | Input | % | 2 | 2.5% | 2.5% | 2.5% | 2.5% | 2.5% | 2.5% | 2.5% | 2.5% | 2.5% | 2.5% | 2.5% | 2.5% | 2.5% | 2.5% | 2.5% | 2.5% | 2.5% | 2.5% | 2.5% | 2.5% | 2.5% | 2.5% | 2.5% | 2.5% | 2.5% | 2.5% | 2.5% | 2.5% | 2.5% | 2.5% | 2.5% | 2.5% | 2.5% | 2.5% | 2.5% | 2.5% | 2.5% | 2.5% | 2.5% | 2.5% | 2.5% | 2.5% | 2.5% | 2.5% | 2.5% | 2.5% | 2.5% | 2.5% | 2.5% | 2.5% | 2.5% | 2.5% | 2.5% | 2.5% | 2.5% | 2.5% | 2.5% | 2.5% | 2.5% | 2.5% | 2.5% | 2.5% | 2.5% | 2.5% | 2.5% | 2.5% | 2.5% | 2.5% | 2.5% | 2.5% | 2.5% | 2.5% | 2.5% | 2.5% | 2.5% | 2.5% | 2.5% | 2.5% | 2.5% | 2.5% | 2.5% | 2.5%
1.2FPL | Temporary Use Bans (minimum) | Input | % | 2 | 2.5% | 2.5% | 2.5% | 2.5% | 2.5% | 2.5% | 2.5% | 2.5% | 2.5% | 2.5% | 2.5% | 2.5% | 2.5% | 2.5% | 2.5% | 2.5% | 2.5% | 2.5% | 2.5% | 2.5% | 2.5% | 2.5% | 2.5% | 2.5% | 2.5% | 2.5% | 2.5% | 2.5% | 2.5% | 2.5% | 2.5% | 2.5% | 2.5% | 2.5% | 2.5% | 2.5% | 2.5% | 2.5% | 2.5% | 2.5% | 2.5% | 2.5% | 2.5% | 2.5% | 2.5% | 2.5% | 2.5% | 2.5% | 2.5% | 2.5% | 2.5% | 2.5% | 2.5% | 2.5% | 2.5% | 2.5% | 2.5% | 2.5% | 2.5% | 2.5% | 2.5% | 2.5% | 2.5% | 2.5% | 2.5% | 2.5% | 2.5% | 2.5% | 2.5% | 2.5% | 2.5% | 2.5% | 2.5% | 2.5% | 2.5% | 2.5% | 2.5% | 2.5% | 2.5% | 2.5% | 2.5% | 2.5%
2.1FPL | Drought Permits/Orders (modelled) | Input | % | 2 | 1.25% | 1.25% | 1.25% | 1.25% | 1.25% | 1.25% | 1.25% | 1.25% | 1.25% | 1.25% | 1.25% | 1.25% | 1.25% | 1.25% | 1.25% | 1.25% | 1.25% | 1.25% | 1.25% | 1.25% | 1.25% | 1.25% | 1.25% | 1.25% | 1.25% | 1.25% | 1.25% | 1.25% | 1.25% | 1.25% | 1.25% | 1.25% | 1.25% | 1.25% | 1.25% | 1.25% | 1.25% | 1.25% | 1.25% | 1.25% | 1.25% | 1.25% | 1.25% | 1.25% | 1.25% | 1.25% | 1.25% | 1.25% | 1.25% | 1.25% | 1.25% | 1.25% | 1.25% | 1.25% | 1.25% | 1.25% | 1.25% | 1.25% | 1.25% | 1.25% | 1.25% | 1.25% | 1.25% | 1.25% | 1.25% | 1.25% | 1.25% | 1.25% | 1.25% | 1.25% | 1.25% | 1.25% | 1.25% | 1.25% | 1.25% | 1.25% | 1.25% | 1.25% | 1.25% | 1.25% | 1.25% | 1.25%
2.2FPL | Drought Permits/Orders (minimum) | Input | % | 2 | 1.25% | 1.25% | 1.25% | 1.25% | 1.25% | 1.25% | 1.25% | 1.25% | 1.25% | 1.25% | 1.25% | 1.25% | 1.25% | 1.25% | 1.25% | 1.25% | 1.25% | 1.25% | 1.25% | 1.25% | 1.25% | 1.25% | 1.25% | 1.25% | 1.25% | 1.25% | 1.25% | 1.25% | 1.25% | 1.25% | 1.25% | 1.25% | 1.25% | 1.25% | 1.25% | 1.25% | 1.25% | 1.25% | 1.25% | 1.25% | 1.25% | 1.25% | 1.25% | 1.25% | 1.25% | 1.25% | 1.25% | 1.25% | 1.25% | 1.25% | 1.25% | 1.25% | 1.25% | 1.25% | 1.25% | 1.25% | 1.25% | 1.25% | 1.25% | 1.25% | 1.25% | 1.25% | 1.25% | 1.25% | 1.25% | 1.25% | 1.25% | 1.25% | 1.25% | 1.25% | 1.25% | 1.25% | 1.25% | 1.25% | 1.25% | 1.25% | 1.25% | 1.25% | 1.25% | 1.25% | 1.25% | 1.25%
3.1FPL | Non Essential Use Bans (modelled) | Input | % | 2 | 1.25% | 1.25% | 1.25% | 1.25% | 1.25% | 1.25% | 1.25% | 1.25% | 1.25% | 1.25% | 1.25% | 1.25% | 1.25% | 1.25% | 1.25% | 1.25% | 1.25% | 1.25% | 1.25% | 1.25% | 1.25% | 1.25% | 1.25% | 1.25% | 1.25% | 1.25% | 1.25% | 1.25% | 1.25% | 1.25% | 1.25% | 1.25% | 1.25% | 1.25% | 1.25% | 1.25% | 1.25% | 1.25% | 1.25% | 1.25% | 1.25% | 1.25% | 1.25% | 1.25% | 1.25% | 1.25% | 1.25% | 1.25% | 1.25% | 1.25% | 1.25% | 1.25% | 1.25% | 1.25% | 1.25% | 1.25% | 1.25% | 1.25% | 1.25% | 1.25% | 1.25% | 1.25% | 1.25% | 1.25% | 1.25% | 1.25% | 1.25% | 1.25% | 1.25% | 1.25% | 1.25% | 1.25% | 1.25% | 1.25% | 1.25% | 1.25% | 1.25% | 1.25% | 1.25% | 1.25% | 1.25% | 1.25%
3.2FPL | Non Essential Use Bans (minimum) | Input | % | 2 | 1.25% | 1.25% | 1.25% | 1.25% | 1.25% | 1.25% | 1.25% | 1.25% | 1.25% | 1.25% | 1.25% | 1.25% | 1.25% | 1.25% | 1.25% | 1.25% | 1.25% | 1.25% | 1.25% | 1.25% | 1.25% | 1.25% | 1.25% | 1.25% | 1.25% | 1.25% | 1.25% | 1.25% | 1.25% | 1.25% | 1.25% | 1.25% | 1.25% | 1.25% | 1.25% | 1.25% | 1.25% | 1.25% | 1.25% | 1.25% | 1.25% | 1.25% | 1.25% | 1.25% | 1.25% | 1.25% | 1.25% | 1.25% | 1.25% | 1.25% | 1.25% | 1.25% | 1.25% | 1.25% | 1.25% | 1.25% | 1.25% | 1.25% | 1.25% | 1.25% | 1.25% | 1.25% | 1.25% | 1.25% | 1.25% | 1.25% | 1.25% | 1.25% | 1.25% | 1.25% | 1.25% | 1.25% | 1.25% | 1.25% | 1.25% | 1.25% | 1.25% | 1.25% | 1.25% | 1.25% | 1.25% | 1.25%
4.1FPL | Emergency Drought Orders (modelled) | Input | % | 2 | 0.2% | 0.2% | 0.2% | 0.2% | 0.2% | 0.2% | 0.2% | 0.2% | 0.2% | 0.2% | 0.2% | 0.2% | 0.2% | 0.2% | 0.2% | 0.2% | 0.2% | 0.2% | 0.2% | 0.2% | 0.2% | 0.2% | 0.2% | 0.2% | 0.2% | 0.2% | 0.2% | 0.2% | 0.2% | 0.2% | 0.2% | 0.2% | 0.2% | 0.2% | 0.2% | 0.2% | 0.2% | 0.2% | 0.2% | 0.2% | 0.2% | 0.2% | 0.2% | 0.2% | 0.2% | 0.2% | 0.2% | 0.2% | 0.2% | 0.2% | 0.2% | 0.2% | 0.2% | 0.2% | 0.2% | 0.2% | 0.2% | 0.2% | 0.2% | 0.2% | 0.2% | 0.2% | 0.2% | 0.2% | 0.2% | 0.2% | 0.2% | 0.2% | 0.2% | 0.2% | 0.2% | 0.2% | 0.2% | 0.2% | 0.2% | 0.2% | 0.2% | 0.2% | 0.2% | 0.2% | 0.2% | 0.2%
4.2FPL | Emergency Drought Orders (minimum) | Input | % | 2 | 0.2% | 0.2% | 0.2% | 0.2% | 0.2% | 0.2% | 0.2% | 0.2% | 0.2% | 0.2% | 0.2% | 0.2% | 0.2% | 0.2% | 0.2% | 0.2% | 0.2% | 0.2% | 0.2% | 0.2% | 0.2% | 0.2% | 0.2% | 0.2% | 0.2% | 0.2% | 0.2% | 0.2% | 0.2% | 0.2% | 0.2% | 0.2% | 0.2% | 0.2% | 0.2% | 0.2% | 0.2% | 0.2% | 0.2% | 0.2% | 0.2% | 0.2% | 0.2% | 0.2% | 0.2% | 0.2% | 0.2% | 0.2% | 0.2% | 0.2% | 0.2% | 0.2% | 0.2% | 0.2% | 0.2% | 0.2% | 0.2% | 0.2% | 0.2% | 0.2% | 0.2% | 0.2% | 0.2% | 0.2% | 0.2% | 0.2% | 0.2% | 0.2% | 0.2% | 0.2% | 0.2% | 0.2% | 0.2% | 0.2% | 0.2% | 0.2% | 0.2% | 0.2% | 0.2% | 0.2% | 0.2% | 0.2%

## SSWSSW
Back to title page
Table 3a: DYAA - Baseline
Table 3b: DYAA - Final plan Options
Table 3c: DYAA - Final plan
Table 3d: DYCP - Baseline
Table 3e: DYCP - Final plan Options
Table 3f: DYCP - Final plan
Water Company | South Staffordshire Water | Version | 5
WRZ | SSWSSW | Planning Scenario | DYAA
Table 3a: DYAA - Baseline | Back to top of sheet
WRMP24 reference | Component | Derivation | Unit | Decimal places | 2019-20 | 2020-21 | 2021-22 | 2022-23 | 2023-24 | 2024-25 | 2025-26 | 2026-27 | 2027-28 | 2028-29 | 2029-30 | 2030-31 | 2031-32 | 2032-33 | 2033-34 | 2034-35 | 2035-36 | 2036-37 | 2037-38 | 2038-39 | 2039-40 | 2040-41 | 2041-42 | 2042-43 | 2043-44 | 2044-45 | 2045-46 | 2046-47 | 2047-48 | 2048-49 | 2049-50 | 2050-51 | 2051-52 | 2052-53 | 2053-54 | 2054-55 | 2055-56 | 2056-57 | 2057-58 | 2058-59 | 2059-60 | 2060-61 | 2061-62 | 2062-63 | 2063-64 | 2064-65 | 2065-66 | 2066-67 | 2067-68 | 2068-69 | 2069-70 | 2070-71 | 2071-72 | 2072-73 | 2073-74 | 2074-75 | 2075-76 | 2076-77 | 2077-78 | 2078-79 | 2079-80 | 2080-81 | 2081-82 | 2082-83 | 2083-84 | 2084-85 | 2085-86 | 2086-87 | 2087-88 | 2088-89 | 2089-90 | 2090-91 | 2091-92 | 2092-93 | 2093-94 | 2094-95 | 2095-96 | 2096-97 | 2097-98 | 2098-99 | 2099-100
1BL | Raw water abstracted | Input | Ml/d | 2 | 367.86 | 401.3 | 397.4 | 359.61 | 357.14 | 354.72 | 402.39 | 402.39 | 402.39 | 402.39 | 402.39 | 402.39 | 402.39 | 402.39 | 402.39 | 402.39 | 402.39 | 402.39 | 402.39 | 402.39 | 402.39 | 402.39 | 402.39 | 402.39 | 402.39 | 402.39 | 402.39 | 402.39 | 402.39 | 402.39 | 402.39 | 402.39 | 402.39 | 402.39 | 402.39 | 402.39 | 402.39 | 402.39 | 402.39 | 402.39 | 402.39 | 402.39 | 402.39 | 402.39 | 402.39 | 402.39 | 402.39 | 402.39 | 402.39 | 402.39 | 402.39 | 402.39 | 402.39 | 402.39 | 402.39 | 402.39 | 402.39 | 402.39 | 402.39 | 402.39 | 402.39 | 402.39 | 402.39 | 402.39 | 402.39 | 402.39 | 402.39 | 402.39 | 402.39 | 402.39 | 402.39 | 402.39 | 402.39 | 402.39 | 402.39 | 402.39 | 402.39 | 402.39 | 402.39 | 402.39 | 402.39
1.1BL | Non-potable water supplies (if applicable) | Input | Ml/d | 2 | -2.3 | -2.3 | -2.3 | -2.3 | -2.3 | -2.3 | -2.3 | -2.3 | -2.3 | -2.3 | -2.3 | -2.3 | -2.3 | -2.3 | -2.3 | -2.3 | -2.3 | -2.3 | -2.3 | -2.3 | -2.3 | -2.3 | -2.3 | -2.3 | -2.3 | -2.3 | -2.3 | -2.3 | -2.3 | -2.3 | -2.3 | -2.3 | -2.3 | -2.3 | -2.3 | -2.3 | -2.3 | -2.3 | -2.3 | -2.3 | -2.3 | -2.3 | -2.3 | -2.3 | -2.3 | -2.3 | -2.3 | -2.3 | -2.3 | -2.3 | -2.3 | -2.3 | -2.3 | -2.3 | -2.3 | -2.3 | -2.3 | -2.3 | -2.3 | -2.3 | -2.3 | -2.3 | -2.3 | -2.3 | -2.3 | -2.3 | -2.3 | -2.3 | -2.3 | -2.3 | -2.3 | -2.3 | -2.3 | -2.3 | -2.3 | -2.3 | -2.3 | -2.3 | -2.3 | -2.3 | -2.3
2BL | Raw water imported | Input | Ml/d | 2 | 0 | 0 | 0 | 0 | 0 | 0 | 0 | 0 | 0 | 0 | 0 | 0 | 0 | 0 | 0 | 0 | 0 | 0 | 0 | 0 | 0 | 0 | 0 | 0 | 0 | 0 | 0 | 0 | 0 | 0 | 0 | 0 | 0 | 0 | 0 | 0 | 0 | 0 | 0 | 0 | 0 | 0 | 0 | 0 | 0 | 0 | 0 | 0 | 0 | 0 | 0 | 0 | 0 | 0 | 0 | 0 | 0 | 0 | 0 | 0 | 0 | 0 | 0 | 0 | 0 | 0 | 0 | 0 | 0 | 0 | 0 | 0 | 0 | 0 | 0 | 0 | 0 | 0 | 0 | 0 | 0
3BL | Potable water imported | Input | Ml/d | 2 | 0 | 0 | 0 | 0 | 0 | 0 | 0 | 0 | 0 | 0 | 0 | 0 | 0 | 0 | 0 | 0 | 0 | 0 | 0 | 0 | 0 | 0 | 0 | 0 | 0 | 0 | 0 | 0 | 0 | 0 | 0 | 0 | 0 | 0 | 0 | 0 | 0 | 0 | 0 | 0 | 0 | 0 | 0 | 0 | 0 | 0 | 0 | 0 | 0 | 0 | 0 | 0 | 0 | 0 | 0 | 0 | 0 | 0 | 0 | 0 | 0 | 0 | 0 | 0 | 0 | 0 | 0 | 0 | 0 | 0 | 0 | 0 | 0 | 0 | 0 | 0 | 0 | 0 | 0 | 0 | 0
4BL | Raw water exported enter as -ve | Input | Ml/d | 2 | 0 | 0 | 0 | 0 | 0 | 0 | 0 | 0 | 0 | 0 | 0 | 0 | 0 | 0 | 0 | 0 | 0 | 0 | 0 | 0 | 0 | 0 | 0 | 0 | 0 | 0 | 0 | 0 | 0 | 0 | 0 | 0 | 0 | 0 | 0 | 0 | 0 | 0 | 0 | 0 | 0 | 0 | 0 | 0 | 0 | 0 | 0 | 0 | 0 | 0 | 0 | 0 | 0 | 0 | 0 | 0 | 0 | 0 | 0 | 0 | 0 | 0 | 0 | 0 | 0 | 0 | 0 | 0 | 0 | 0 | 0 | 0 | 0 | 0 | 0 | 0 | 0 | 0 | 0 | 0 | 0
5BL | Potable water exported enter as -ve | Input | Ml/d | 2 | -41.6 | -44.18 | -41.97 | -41.6 | -41.6 | -41.6 | -42.06 | -42.06 | -42.06 | -42.06 | -42.06 | -42.06 | -42.06 | -42.06 | -42.06 | -42.06 | -42.06 | -42.06 | -42.06 | -42.06 | -42.06 | -42.06 | -42.06 | -42.06 | -42.06 | -42.06 | -42.06 | -42.06 | -42.06 | -42.06 | -42.06 | -42.06 | -42.06 | -42.06 | -42.06 | -42.06 | -42.06 | -42.06 | -42.06 | -42.06 | -42.06 | -42.06 | -42.06 | -42.06 | -42.06 | -42.06 | -42.06 | -42.06 | -42.06 | -42.06 | -42.06 | -42.06 | -42.06 | -42.06 | -42.06 | -42.06 | -42.06 | -42.06 | -42.06 | -42.06 | -42.06 | -42.06 | -42.06 | -42.06 | -42.06 | -42.06 | -42.06 | -42.06 | -42.06 | -42.06 | -42.06 | -42.06 | -42.06 | -42.06 | -42.06 | -42.06 | -42.06 | -42.06 | -42.06 | -42.06 | -42.06
6BL | Deployable Output before forecast changes | Input | Ml/d | 2 | 339.22 | 339.22 | 339.22 | 339.22 | 339.22 | 339.22 | 339.22 | 339.22 | 339.22 | 339.22 | 339.22 | 339.22 | 339.22 | 339.22 | 339.22 | 339.22 | 339.22 | 339.22 | 339.22 | 339.22 | 339.22 | 339.22 | 339.22 | 339.22 | 339.22 | 339.22 | 339.22 | 339.22 | 339.22 | 339.22 | 339.22 | 339.22 | 339.22 | 339.22 | 339.22 | 339.22 | 339.22 | 339.22 | 339.22 | 339.22 | 339.22 | 339.22 | 339.22 | 339.22 | 339.22 | 339.22 | 339.22 | 339.22 | 339.22 | 339.22 | 339.22 | 339.22 | 339.22 | 339.22 | 339.22 | 339.22 | 339.22 | 339.22 | 339.22 | 339.22 | 339.22 | 339.22 | 339.22 | 339.22 | 339.22 | 339.22 | 339.22 | 339.22 | 339.22 | 339.22 | 339.22 | 339.22 | 339.22 | 339.22 | 339.22 | 339.22 | 339.22 | 339.22 | 339.22 | 339.22 | 339.22
6.1BL | Deployable Output post forecast changes | 6BL + 7BL | Ml/d | 2 | 336.92 | 336.63 | 336.34 | 336.06 | 335.77 | 341.83 | 342.1 | 341.99 | 341.88 | 341.77 | 322.88 | 319.098 | 315.316 | 311.544 | 307.762 | 303.98 | 301.668 | 299.356 | 297.044 | 295.732 | 292.42 | 292.27 | 292.13 | 291.98 | 291.84 | 291.69 | 291.58 | 291.47 | 291.36 | 291.25 | 291.14 | 290.99 | 290.85 | 290.7 | 290.56 | 290.35 | 290.3 | 290.19 | 290.08 | 289.97 | 289.86 | 289.71 | 289.57 | 289.42 | 289.28 | 289.13 | 289.02 | 288.91 | 288.81 | 288.7 | 288.59 | 288.44 | 288.3 | 288.15 | 288.01 | 287.86 | 288.71 | 287.57 | 287.42 | 287.28 | 287.13 | 287.02 | 286.91 | 286.8 | 286.69 | 286.58 | 286.43 | 286.29 | 286.14 | 286 | 285.85 | 285.7 | 285.56 | 285.41 | 285.27 | 285.12 | 284.97 | 284.83 | 284.68 | 284.54 | 284.39
7BL | Baseline forecast changes to Deployable Output | sum (7.1BL:7.6BL) | Ml/d | 2 | -2.3 | -2.59 | -2.88 | -3.16 | -3.45 | 2.61 | 2.88 | 2.77 | 2.66 | 2.55 | -16.34 | -20.122 | -23.904 | -27.676 | -31.458 | -35.24 | -37.552 | -39.864 | -42.176 | -43.488 | -46.8 | -46.95 | -47.09 | -47.24 | -47.38 | -47.53 | -47.64 | -47.75 | -47.86 | -47.97 | -48.08 | -48.23 | -48.37 | -48.52 | -48.66 | -48.87 | -48.92 | -49.03 | -49.14 | -49.25 | -49.36 | -49.51 | -49.65 | -49.8 | -49.94 | -50.09 | -50.2 | -50.31 | -50.41 | -50.52 | -50.63 | -50.78 | -50.92 | -51.07 | -51.21 | -51.36 | -50.51 | -51.65 | -51.8 | -51.94 | -52.09 | -52.2 | -52.31 | -52.42 | -52.53 | -52.64 | -52.79 | -52.93 | -53.08 | -53.22 | -53.37 | -53.52 | -53.66 | -53.81 | -53.95 | -54.1 | -54.25 | -54.39 | -54.54 | -54.68 | -54.83
7.1BL | Change in DO due to climate change | Input | Ml/d | 2 | -2.3 | -2.59 | -2.88 | -3.16 | -3.45 | -3.74 | -3.47 | -3.58 | -3.69 | -3.8 | -4.02 | -4.13 | -4.24 | -4.34 | -4.45 | -4.56 | -4.67 | -4.78 | -4.89 | -5 | -5.11 | -5.26 | -5.4 | -5.55 | -5.69 | -5.84 | -5.95 | -6.06 | -6.17 | -6.28 | -6.39 | -6.54 | -6.68 | -6.83 | -6.97 | -7.18 | -7.23 | -7.34 | -7.45 | -7.56 | -7.67 | -7.82 | -7.96 | -8.11 | -8.25 | -8.4 | -8.51 | -8.62 | -8.72 | -8.83 | -8.94 | -9.09 | -9.23 | -9.38 | -9.52 | -9.67 | -8.82 | -9.96 | -10.11 | -10.25 | -10.4 | -10.51 | -10.62 | -10.73 | -10.84 | -10.95 | -11.1 | -11.24 | -11.39 | -11.53 | -11.68 | -11.83 | -11.97 | -12.12 | -12.26 | -12.41 | -12.56 | -12.7 | -12.85 | -12.99 | -13.14
7.2BL | Total confirmed DO reductions to restore sustainable abstraction enter as -ve | Input | Ml/d | 2 | 0 | 0 | 0 | 0 | 0 | 0 | 0 | 0 | 0 | 0 | -18.67 | -18.67 | -18.67 | -18.67 | -18.67 | -18.67 | -18.67 | -18.67 | -18.67 | -18.67 | -18.67 | -18.67 | -18.67 | -18.67 | -18.67 | -18.67 | -18.67 | -18.67 | -18.67 | -18.67 | -18.67 | -18.67 | -18.67 | -18.67 | -18.67 | -18.67 | -18.67 | -18.67 | -18.67 | -18.67 | -18.67 | -18.67 | -18.67 | -18.67 | -18.67 | -18.67 | -18.67 | -18.67 | -18.67 | -18.67 | -18.67 | -18.67 | -18.67 | -18.67 | -18.67 | -18.67 | -18.67 | -18.67 | -18.67 | -18.67 | -18.67 | -18.67 | -18.67 | -18.67 | -18.67 | -18.67 | -18.67 | -18.67 | -18.67 | -18.67 | -18.67 | -18.67 | -18.67 | -18.67 | -18.67 | -18.67 | -18.67 | -18.67 | -18.67 | -18.67 | -18.67
7.3BL | Total additional DO reductions for Environmental Destination (excl. any confirmed reductions) enter as -ve | Input | Ml/d | 2 | 0 | 0 | 0 | 0 | 0 | 0 | 0 | 0 | 0 | 0 | 0 | -3.672 | -7.344 | -11.016 | -14.688 | -18.36 | -20.562 | -22.764 | -24.966 | -26.168 | -29.37 | -29.37 | -29.37 | -29.37 | -29.37 | -29.37 | -29.37 | -29.37 | -29.37 | -29.37 | -29.37 | -29.37 | -29.37 | -29.37 | -29.37 | -29.37 | -29.37 | -29.37 | -29.37 | -29.37 | -29.37 | -29.37 | -29.37 | -29.37 | -29.37 | -29.37 | -29.37 | -29.37 | -29.37 | -29.37 | -29.37 | -29.37 | -29.37 | -29.37 | -29.37 | -29.37 | -29.37 | -29.37 | -29.37 | -29.37 | -29.37 | -29.37 | -29.37 | -29.37 | -29.37 | -29.37 | -29.37 | -29.37 | -29.37 | -29.37 | -29.37 | -29.37 | -29.37 | -29.37 | -29.37 | -29.37 | -29.37 | -29.37 | -29.37 | -29.37 | -29.37
7.4BL | Change in DO from prolonged Outage reduction enter as -ve | Input | Ml/d | 2 | 0 | 0 | 0 | 0 | 0 | 0 | 0 | 0 | 0 | 0 | 0 | 0 | 0 | 0 | 0 | 0 | 0 | 0 | 0 | 0 | 0 | 0 | 0 | 0 | 0 | 0 | 0 | 0 | 0 | 0 | 0 | 0 | 0 | 0 | 0 | 0 | 0 | 0 | 0 | 0 | 0 | 0 | 0 | 0 | 0 | 0 | 0 | 0 | 0 | 0 | 0 | 0 | 0 | 0 | 0 | 0 | 0 | 0 | 0 | 0 | 0 | 0 | 0 | 0 | 0 | 0 | 0 | 0 | 0 | 0 | 0 | 0 | 0 | 0 | 0 | 0 | 0 | 0 | 0 | 0 | 0
7.5BL | Change in DO from drought measures | Zero for baseline | Ml/d | 2 | 0 | 0 | 0 | 0 | 0 | 0 | 0 | 0 | 0 | 0 | 0 | 0 | 0 | 0 | 0 | 0 | 0 | 0 | 0 | 0 | 0 | 0 | 0 | 0 | 0 | 0 | 0 | 0 | 0 | 0 | 0 | 0 | 0 | 0 | 0 | 0 | 0 | 0 | 0 | 0 | 0 | 0 | 0 | 0 | 0 | 0 | 0 | 0 | 0 | 0 | 0 | 0 | 0 | 0 | 0 | 0 | 0 | 0 | 0 | 0 | 0 | 0 | 0 | 0 | 0 | 0 | 0 | 0 | 0 | 0 | 0 | 0 | 0 | 0 | 0 | 0 | 0 | 0 | 0 | 0 | 0
7.6BL | Total other changes to DO (e.g. nitrates/operational decline) | Input | Ml/d | 2 | 0 | 0 | 0 | 0 | 0 | 6.35 | 6.35 | 6.35 | 6.35 | 6.35 | 6.35 | 6.35 | 6.35 | 6.35 | 6.35 | 6.35 | 6.35 | 6.35 | 6.35 | 6.35 | 6.35 | 6.35 | 6.35 | 6.35 | 6.35 | 6.35 | 6.35 | 6.35 | 6.35 | 6.35 | 6.35 | 6.35 | 6.35 | 6.35 | 6.35 | 6.35 | 6.35 | 6.35 | 6.35 | 6.35 | 6.35 | 6.35 | 6.35 | 6.35 | 6.35 | 6.35 | 6.35 | 6.35 | 6.35 | 6.35 | 6.35 | 6.35 | 6.35 | 6.35 | 6.35 | 6.35 | 6.35 | 6.35 | 6.35 | 6.35 | 6.35 | 6.35 | 6.35 | 6.35 | 6.35 | 6.35 | 6.35 | 6.35 | 6.35 | 6.35 | 6.35 | 6.35 | 6.35 | 6.35 | 6.35 | 6.35 | 6.35 | 6.35 | 6.35 | 6.35 | 6.35
8BL | Raw water losses, treatment works losses and operational use | Input | Ml/d | 2 | 18.63 | 19.79 | 15.37 | 18.63 | 18.63 | 18.63 | 21.37 | 21.37 | 21.37 | 21.37 | 21.37 | 21.37 | 21.37 | 21.37 | 21.37 | 21.37 | 21.37 | 21.37 | 21.37 | 21.37 | 21.37 | 21.37 | 21.37 | 21.37 | 21.37 | 21.37 | 21.37 | 21.37 | 21.37 | 21.37 | 21.37 | 21.37 | 21.37 | 21.37 | 21.37 | 21.37 | 21.37 | 21.37 | 21.37 | 21.37 | 21.37 | 21.37 | 21.37 | 21.37 | 21.37 | 21.37 | 21.37 | 21.37 | 21.37 | 21.37 | 21.37 | 21.37 | 21.37 | 21.37 | 21.37 | 21.37 | 21.37 | 21.37 | 21.37 | 21.37 | 21.37 | 21.37 | 21.37 | 21.37 | 21.37 | 21.37 | 21.37 | 21.37 | 21.37 | 21.37 | 21.37 | 21.37 | 21.37 | 21.37 | 21.37 | 21.37 | 21.37 | 21.37 | 21.37 | 21.37 | 21.37
9BL | Total Outage Allowance | Input | Ml/d | 2 | 8.28 | 11.98 | 23.04 | 8.28 | 8.28 | 8.28 | 10.1 | 10.1 | 10.1 | 10.1 | 10.1 | 10.1 | 10.1 | 10.1 | 10.1 | 10.1 | 10.1 | 10.1 | 10.1 | 10.1 | 10.1 | 10.1 | 10.1 | 10.1 | 10.1 | 10.1 | 10.1 | 10.1 | 10.1 | 10.1 | 10.1 | 10.1 | 10.1 | 10.1 | 10.1 | 10.1 | 10.1 | 10.1 | 10.1 | 10.1 | 10.1 | 10.1 | 10.1 | 10.1 | 10.1 | 10.1 | 10.1 | 10.1 | 10.1 | 10.1 | 10.1 | 10.1 | 10.1 | 10.1 | 10.1 | 10.1 | 10.1 | 10.1 | 10.1 | 10.1 | 10.1 | 10.1 | 10.1 | 10.1 | 10.1 | 10.1 | 10.1 | 10.1 | 10.1 | 10.1 | 10.1 | 10.1 | 10.1 | 10.1 | 10.1 | 10.1 | 10.1 | 10.1 | 10.1 | 10.1 | 10.1
10BL | Water Available For Use (own sources) | (6BL + 7BL) - (8BL + 9BL) | Ml/d | 2 | 310.01 | 304.86 | 297.93 | 309.15 | 308.86 | 314.92 | 310.63 | 310.52 | 310.41 | 310.3 | 291.41 | 287.628 | 283.846 | 280.074 | 276.292 | 272.51 | 270.198 | 267.886 | 265.574 | 264.262 | 260.95 | 260.8 | 260.66 | 260.51 | 260.37 | 260.22 | 260.11 | 260 | 259.89 | 259.78 | 259.67 | 259.52 | 259.38 | 259.23 | 259.09 | 258.88 | 258.83 | 258.72 | 258.61 | 258.5 | 258.39 | 258.24 | 258.1 | 257.95 | 257.81 | 257.66 | 257.55 | 257.44 | 257.34 | 257.23 | 257.12 | 256.97 | 256.83 | 256.68 | 256.54 | 256.39 | 257.24 | 256.1 | 255.95 | 255.81 | 255.66 | 255.55 | 255.44 | 255.33 | 255.22 | 255.11 | 254.96 | 254.82 | 254.67 | 254.53 | 254.38 | 254.23 | 254.09 | 253.94 | 253.8 | 253.65 | 253.5 | 253.36 | 253.21 | 253.07 | 252.92
11BL | Total Water Available For Use | 10BL + sum (2BL:5BL) | Ml/d | 2 | 268.41 | 260.68 | 255.96 | 267.55 | 267.26 | 273.32 | 268.57 | 268.46 | 268.35 | 268.24 | 249.35 | 245.568 | 241.786 | 238.014 | 234.232 | 230.45 | 228.138 | 225.826 | 223.514 | 222.202 | 218.89 | 218.74 | 218.6 | 218.45 | 218.31 | 218.16 | 218.05 | 217.94 | 217.83 | 217.72 | 217.61 | 217.46 | 217.32 | 217.17 | 217.03 | 216.82 | 216.77 | 216.66 | 216.55 | 216.44 | 216.33 | 216.18 | 216.04 | 215.89 | 215.75 | 215.6 | 215.49 | 215.38 | 215.28 | 215.17 | 215.06 | 214.91 | 214.77 | 214.62 | 214.48 | 214.33 | 215.18 | 214.04 | 213.89 | 213.75 | 213.6 | 213.49 | 213.38 | 213.27 | 213.16 | 213.05 | 212.9 | 212.76 | 212.61 | 212.47 | 212.32 | 212.17 | 212.03 | 211.88 | 211.74 | 211.59 | 211.44 | 211.3 | 211.15 | 211.01 | 210.86
12BL | Water delivered measured non-household | Input | Ml/d | 2 | 55.13 | 51.3 | 51.3 | 52.2829 | 52.7269 | 53.186 | 53.5574 | 53.8073 | 54.0271 | 54.2267 | 54.4146 | 54.57 | 54.6886 | 54.8013 | 54.9118 | 55.0273 | 55.1448 | 55.2663 | 55.3896 | 55.5142 | 55.6391 | 55.7442 | 55.8029 | 55.8616 | 55.9203 | 55.979 | 56.0377 | 56.0965 | 56.1552 | 56.2139 | 56.2726 | 56.3313 | 56.39 | 56.4487 | 56.5074 | 56.5661 | 56.6248 | 56.6835 | 56.7422 | 56.8009 | 56.8596 | 56.9184 | 56.9771 | 57.0358 | 57.0945 | 57.1532 | 57.2119 | 57.2706 | 57.3293 | 57.388 | 57.4467 | 57.5054 | 57.5641 | 57.6228 | 57.6815 | 57.7403 | 57.799 | 57.8577 | 57.9164 | 57.9751 | 58.0338 | 58.0925 | 58.1512 | 58.2099 | 58.2686 | 58.3273 | 58.386 | 58.4447 | 58.5035 | 58.5622 | 58.6209 | 58.6796 | 58.7383 | 58.797 | 58.8557 | 58.9144 | 58.9731 | 59.0318 | 59.0905 | 59.1492 | 59.2079
12.1BL | Non-potable water consumption (if applicable) | Input | Ml/d | 2
13BL | Water delivered unmeasured non-household | Input | Ml/d | 2 | 1.42 | 1.42 | 1.42 | 1.42 | 1.42 | 1.42 | 1.42 | 1.42 | 1.42 | 1.42 | 1.42 | 1.42 | 1.42 | 1.42 | 1.42 | 1.42 | 1.42 | 1.42 | 1.42 | 1.42 | 1.42 | 1.42 | 1.4249 | 1.4297 | 1.4346 | 1.4394 | 1.4443 | 1.4492 | 1.454 | 1.4589 | 1.4638 | 1.4686 | 1.4735 | 1.4783 | 1.4832 | 1.4881 | 1.4929 | 1.4978 | 1.5027 | 1.5075 | 1.5124 | 1.5172 | 1.5221 | 1.527 | 1.5318 | 1.5367 | 1.5416 | 1.5464 | 1.5513 | 1.5561 | 1.561 | 1.5659 | 1.5707 | 1.5756 | 1.5805 | 1.5853 | 1.5902 | 1.595 | 1.5999 | 1.6048 | 1.6096 | 1.6145 | 1.6194 | 1.6242 | 1.6291 | 1.6339 | 1.6388 | 1.6437 | 1.6485 | 1.6534 | 1.6583 | 1.6631 | 1.668 | 1.6728 | 1.6777 | 1.6826 | 1.6874 | 1.6923 | 1.6972 | 1.702 | 1.7069
14BL | Water delivered measured household | Input | Ml/d | 2 | 72.91 | 76.25 | 87.1424 | 87.8984 | 88.5348 | 88.9966 | 91.7995 | 94.6365 | 97.4945 | 100.3894 | 103.287 | 106.0228 | 108.7363 | 111.4135 | 114.0378 | 116.6166 | 119.1885 | 121.7006 | 124.1487 | 126.5357 | 128.8639 | 131.1308 | 133.3333 | 135.4774 | 137.551 | 139.5604 | 141.3629 | 143.1004 | 144.818 | 146.5161 | 148.1955 | 150.054 | 151.899 | 153.7306 | 155.5492 | 157.3551 | 159.1484 | 160.9294 | 162.6984 | 164.4557 | 166.2014 | 167.9358 | 169.6592 | 171.3709 | 173.0713 | 174.7606 | 176.4389 | 178.1067 | 179.7639 | 181.4109 | 183.0482 | 184.6755 | 186.2935 | 187.9019 | 189.5013 | 191.0916 | 192.6733 | 194.2465 | 195.8112 | 197.3678 | 198.9163 | 200.4571 | 201.9904 | 203.5161 | 205.0347 | 206.546 | 208.0504 | 209.5481 | 211.0389 | 212.5235 | 214.0018 | 215.4739 | 216.94 | 218.4004 | 219.8549 | 221.3039 | 222.7476 | 224.1859 | 225.6191 | 227.0473 | 228.4706
15BL | Water delivered unmeasured household | Input | Ml/d | 2 | 128.32 | 126.08 | 141.8948 | 135.5892 | 129.4706 | 123.5407 | 121.0981 | 118.6675 | 116.2597 | 113.8672 | 111.4886 | 109.2845 | 107.0874 | 104.916 | 102.7789 | 100.6872 | 98.6945 | 96.7655 | 94.9006 | 93.1007 | 91.367 | 89.7003 | 88.1012 | 86.5715 | 85.1116 | 83.7234 | 82.4085 | 81.1689 | 79.951 | 78.7547 | 77.5794 | 76.509 | 75.4557 | 74.419 | 73.3989 | 72.3949 | 71.4068 | 70.4343 | 69.4773 | 68.5354 | 67.6084 | 66.6961 | 65.7982 | 64.9148 | 64.0457 | 63.1906 | 62.3493 | 61.5216 | 60.7072 | 59.906 | 59.1176 | 58.342 | 57.5788 | 56.8279 | 56.089 | 55.362 | 54.6467 | 53.9429 | 53.2504 | 52.5689 | 51.8984 | 51.2386 | 50.5894 | 49.9505 | 49.3219 | 48.7034 | 48.0947 | 47.4957 | 46.9063 | 46.3263 | 45.7556 | 45.1939 | 44.6412 | 44.0973 | 43.5621 | 43.0354 | 42.5171 | 42.007 | 41.505 | 41.0111 | 40.5249
16BL | Percentage of consumption driven by climate change | Input | % | 1 | 0% | 0% | 0% | 0% | 0.1% | 0.1% | 0.1% | 0.2% | 0.2% | 0.2% | 0.3% | 0.3% | 0.3% | 0.4% | 0.4% | 0.4% | 0.5% | 0.5% | 0.5% | 0.6% | 0.6% | 0.6% | 0.7% | 0.7% | 0.7% | 0.8% | 0.8% | 0.8% | 0.8% | 0.9% | 0.9% | 0.9% | 1% | 1% | 1% | 1.1% | 1.1% | 1.1% | 1.2% | 1.2% | 1.2% | 1.3% | 1.3% | 1.3% | 1.4% | 1.4% | 1.4% | 1.5% | 1.5% | 1.5% | 1.6% | 1.6% | 1.6% | 1.6% | 1.7% | 1.7% | 1.7% | 1.8% | 1.8% | 1.8% | 1.9% | 1.9% | 1.9% | 2% | 2% | 2% | 2.1% | 2.1% | 2.1% | 2.2% | 2.2% | 2.2% | 2.2% | 2.3% | 2.3% | 2.3% | 2.4% | 2.4% | 2.4% | 2.5% | 2.5%
17BL | Volume of consumption driven by climate change | 16BL * (12BL + sum(13BL:15BL) - sum (23BL:26BL)) | Ml/d | 2 | 0 | 0 | 0 | 0 | 0.25192 | 0.24673 | 0.24731 | 0.49592 | 0.49726 | 0.49867 | 0.75012 | 0.75218 | 0.75409 | 1.0079 | 1.0103 | 1.0127 | 1.2694 | 1.2729 | 1.2764 | 1.536 | 1.5403 | 1.5446 | 1.8066 | 1.8114 | 1.8161 | 2.0811 | 2.0855 | 2.09 | 2.0945 | 2.3614 | 2.3665 | 2.3741 | 2.6465 | 2.6551 | 2.6637 | 2.9396 | 2.9491 | 2.9587 | 3.2382 | 3.2488 | 3.2593 | 3.5425 | 3.554 | 3.5656 | 3.8524 | 3.865 | 3.8776 | 4.1681 | 4.1817 | 4.1954 | 4.4897 | 4.5043 | 4.519 | 4.5337 | 4.8328 | 4.8486 | 4.8644 | 5.1673 | 5.1841 | 5.201 | 5.5079 | 5.5258 | 5.5438 | 5.8546 | 5.8737 | 5.8928 | 6.2076 | 6.2278 | 6.2481 | 6.5669 | 6.5883 | 6.6097 | 6.6312 | 6.9551 | 6.9778 | 7.0004 | 7.3285 | 7.3523 | 7.3762 | 7.7085 | 7.7335
18BL | Measured Household - PCC | ((14BL - 25BL) * 1,000,000) / (39BL *1,000) | l/h/d | 1 | 128.5071 | 128.5933 | 143.8089 | 138.9434 | 134.2331 | 129.6224 | 128.996 | 128.9747 | 128.9916 | 129.0353 | 129.1141 | 129.0089 | 128.9042 | 128.7997 | 128.7019 | 128.6003 | 128.565 | 128.5271 | 128.489 | 128.4487 | 128.4045 | 128.3578 | 128.3099 | 128.2575 | 128.2064 | 128.153 | 128.1038 | 128.0536 | 128.0002 | 127.9439 | 127.8848 | 128.0029 | 128.1184 | 128.2313 | 128.3417 | 128.4499 | 128.5557 | 128.6594 | 128.7609 | 128.8604 | 128.958 | 129.0536 | 129.1473 | 129.2392 | 129.3292 | 129.4175 | 129.5041 | 129.5889 | 129.6722 | 129.7539 | 129.834 | 129.9127 | 129.9899 | 130.0657 | 130.1402 | 130.2133 | 130.2851 | 130.3557 | 130.425 | 130.4931 | 130.56 | 130.6258 | 130.6903 | 130.7539 | 130.8163 | 130.8776 | 130.938 | 130.9972 | 131.0556 | 131.1129 | 131.1692 | 131.2246 | 131.2791 | 131.3326 | 131.3853 | 131.4371 | 131.488 | 131.5381 | 131.5873 | 131.6357 | 131.6833
19BL | Unmeasured Household - PCC | ((15BL - 26BL) * 1,000,000) / (40BL *1,000) | l/h/d | 1 | 137.8741 | 137.7296 | 158.4871 | 153.7057 | 148.999 | 144.3492 | 144.0829 | 143.5746 | 143.0674 | 142.5599 | 142.0533 | 141.7812 | 141.5078 | 141.2337 | 140.9605 | 140.6865 | 140.4834 | 140.2805 | 140.0784 | 139.8768 | 139.6755 | 139.475 | 139.2757 | 139.0771 | 138.8808 | 138.6861 | 138.4941 | 138.3054 | 138.1173 | 137.9298 | 137.7429 | 137.7317 | 137.7198 | 137.7073 | 137.694 | 137.68 | 137.6654 | 137.6502 | 137.6342 | 137.6177 | 137.6004 | 137.5826 | 137.5641 | 137.5442 | 137.5228 | 137.5001 | 137.4759 | 137.4503 | 137.4233 | 137.3949 | 137.365 | 137.3337 | 137.3009 | 137.2666 | 137.2309 | 137.1937 | 137.155 | 137.1149 | 137.0732 | 137.03 | 136.9853 | 136.939 | 136.8912 | 136.8419 | 136.7909 | 136.7384 | 136.6843 | 136.6286 | 136.5712 | 136.5123 | 136.4516 | 136.3893 | 136.3253 | 136.2596 | 136.1922 | 136.1231 | 136.0522 | 135.9795 | 135.9051 | 135.8288 | 135.7507
20BL | Average Household - PCC | (((14BL - 25BL) + (15BL - 26BL)) * 1,000,000) / ((39BL + 40BL) *1,000) | l/h/d | 1 | 134.355 | 134.1675 | 152.6217 | 147.6046 | 142.6962 | 137.8674 | 137.2436 | 136.7651 | 136.3206 | 135.904 | 135.5223 | 135.176 | 134.8357 | 134.5024 | 134.1812 | 133.8652 | 133.6259 | 133.3934 | 133.1691 | 132.9514 | 132.7388 | 132.5321 | 132.3322 | 132.1361 | 131.9485 | 131.7661 | 131.5961 | 131.4323 | 131.2697 | 131.1083 | 130.948 | 130.9672 | 130.9871 | 131.0076 | 131.0286 | 131.0503 | 131.0724 | 131.0951 | 131.1183 | 131.1419 | 131.1659 | 131.1904 | 131.2152 | 131.2402 | 131.2652 | 131.2904 | 131.3157 | 131.341 | 131.3665 | 131.392 | 131.4175 | 131.4431 | 131.4686 | 131.4943 | 131.5199 | 131.5456 | 131.5712 | 131.5969 | 131.6225 | 131.6481 | 131.6736 | 131.6991 | 131.7245 | 131.7499 | 131.7752 | 131.8004 | 131.8255 | 131.8506 | 131.8756 | 131.9004 | 131.9251 | 131.9497 | 131.9742 | 131.9985 | 132.0227 | 132.0467 | 132.0706 | 132.0943 | 132.1179 | 132.1413 | 132.1646
21BL | Water taken unbilled | Input | Ml/d | 2 | 1.76 | 1.76 | 1.76 | 1.76 | 1.76 | 1.76 | 1.76 | 1.76 | 1.76 | 1.76 | 1.76 | 1.76 | 1.76 | 1.76 | 1.76 | 1.76 | 1.76 | 1.76 | 1.76 | 1.76 | 1.76 | 1.76 | 1.76 | 1.76 | 1.76 | 1.76 | 1.76 | 1.76 | 1.76 | 1.76 | 1.76 | 1.76 | 1.76 | 1.76 | 1.76 | 1.76 | 1.76 | 1.76 | 1.76 | 1.76 | 1.76 | 1.76 | 1.76 | 1.76 | 1.76 | 1.76 | 1.76 | 1.76 | 1.76 | 1.76 | 1.76 | 1.76 | 1.76 | 1.76 | 1.76 | 1.76 | 1.76 | 1.76 | 1.76 | 1.76 | 1.76 | 1.76 | 1.76 | 1.76 | 1.76 | 1.76 | 1.76 | 1.76 | 1.76 | 1.76 | 1.76 | 1.76 | 1.76 | 1.76 | 1.76 | 1.76 | 1.76 | 1.76 | 1.76 | 1.76 | 1.76
22BL | Distribution system operational use | Input | Ml/d | 2 | 0.42 | 0.42 | 0.42 | 0.42 | 0.42 | 0.42 | 0.42 | 0.42 | 0.42 | 0.42 | 0.42 | 0.42 | 0.42 | 0.42 | 0.42 | 0.42 | 0.42 | 0.42 | 0.42 | 0.42 | 0.42 | 0.42 | 0.42 | 0.42 | 0.42 | 0.42 | 0.42 | 0.42 | 0.42 | 0.42 | 0.42 | 0.42 | 0.42 | 0.42 | 0.42 | 0.42 | 0.42 | 0.42 | 0.42 | 0.42 | 0.42 | 0.42 | 0.42 | 0.42 | 0.42 | 0.42 | 0.42 | 0.42 | 0.42 | 0.42 | 0.42 | 0.42 | 0.42 | 0.42 | 0.42 | 0.42 | 0.42 | 0.42 | 0.42 | 0.42 | 0.42 | 0.42 | 0.42 | 0.42 | 0.42 | 0.42 | 0.42 | 0.42 | 0.42 | 0.42 | 0.42 | 0.42 | 0.42 | 0.42 | 0.42 | 0.42 | 0.42 | 0.42 | 0.42 | 0.42 | 0.42
23BL | Measured Non Household - USPL | Input | Ml/d | 2 | 0.74 | 0.74 | 0.74 | 0.74 | 0.74 | 0.74 | 0.74 | 0.74 | 0.74 | 0.74 | 0.74 | 0.74 | 0.74 | 0.74 | 0.74 | 0.74 | 0.74 | 0.74 | 0.74 | 0.74 | 0.74 | 0.74 | 0.74 | 0.74 | 0.74 | 0.74 | 0.74 | 0.74 | 0.74 | 0.74 | 0.74 | 0.74 | 0.74 | 0.74 | 0.74 | 0.74 | 0.74 | 0.74 | 0.74 | 0.74 | 0.74 | 0.74 | 0.74 | 0.74 | 0.74 | 0.74 | 0.74 | 0.74 | 0.74 | 0.74 | 0.74 | 0.74 | 0.74 | 0.74 | 0.74 | 0.74 | 0.74 | 0.74 | 0.74 | 0.74 | 0.74 | 0.74 | 0.74 | 0.74 | 0.74 | 0.74 | 0.74 | 0.74 | 0.74 | 0.74 | 0.74 | 0.74 | 0.74 | 0.74 | 0.74 | 0.74 | 0.74 | 0.74 | 0.74 | 0.74 | 0.74
24BL | Unmeasured Non Household - USPL | Input | Ml/d | 2 | 0.11 | 0.11 | 0.11 | 0.11 | 0.11 | 0.11 | 0.11 | 0.11 | 0.11 | 0.11 | 0.11 | 0.11 | 0.11 | 0.11 | 0.11 | 0.11 | 0.11 | 0.11 | 0.11 | 0.11 | 0.11 | 0.11 | 0.11 | 0.11 | 0.11 | 0.11 | 0.11 | 0.11 | 0.11 | 0.11 | 0.11 | 0.11 | 0.11 | 0.11 | 0.11 | 0.11 | 0.11 | 0.11 | 0.11 | 0.11 | 0.11 | 0.11 | 0.11 | 0.11 | 0.11 | 0.11 | 0.11 | 0.11 | 0.11 | 0.11 | 0.11 | 0.11 | 0.11 | 0.11 | 0.11 | 0.11 | 0.11 | 0.11 | 0.11 | 0.11 | 0.11 | 0.11 | 0.11 | 0.11 | 0.11 | 0.11 | 0.11 | 0.11 | 0.11 | 0.11 | 0.11 | 0.11 | 0.11 | 0.11 | 0.11 | 0.11 | 0.11 | 0.11 | 0.11 | 0.11 | 0.11
25BL | Measured Household - USPL | Input | Ml/d | 2 | 7.31 | 7.69 | 8.08 | 8.43 | 8.78 | 9.14 | 9.49 | 9.49 | 9.49 | 9.49 | 9.49 | 9.49 | 9.49 | 9.49 | 9.49 | 9.49 | 9.49 | 9.49 | 9.49 | 9.49 | 9.49 | 9.49 | 9.49 | 9.49 | 9.49 | 9.49 | 9.49 | 9.49 | 9.49 | 9.49 | 9.49 | 9.49 | 9.49 | 9.49 | 9.49 | 9.49 | 9.49 | 9.49 | 9.49 | 9.49 | 9.49 | 9.49 | 9.49 | 9.49 | 9.49 | 9.49 | 9.49 | 9.49 | 9.49 | 9.49 | 9.49 | 9.49 | 9.49 | 9.49 | 9.49 | 9.49 | 9.49 | 9.49 | 9.49 | 9.49 | 9.49 | 9.49 | 9.49 | 9.49 | 9.49 | 9.49 | 9.49 | 9.49 | 9.49 | 9.49 | 9.49 | 9.49 | 9.49 | 9.49 | 9.49 | 9.49 | 9.49 | 9.49 | 9.49 | 9.49 | 9.49
26BL | Unmeasured Household - USPL | Input | Ml/d | 2 | 11.36 | 11.17 | 10.98 | 10.79 | 10.6 | 10.42 | 10.23 | 10.23 | 10.23 | 10.23 | 10.23 | 10.23 | 10.23 | 10.23 | 10.23 | 10.23 | 10.23 | 10.23 | 10.23 | 10.23 | 10.23 | 10.23 | 10.23 | 10.23 | 10.23 | 10.23 | 10.23 | 10.23 | 10.23 | 10.23 | 10.23 | 10.23 | 10.23 | 10.23 | 10.23 | 10.23 | 10.23 | 10.23 | 10.23 | 10.23 | 10.23 | 10.23 | 10.23 | 10.23 | 10.23 | 10.23 | 10.23 | 10.23 | 10.23 | 10.23 | 10.23 | 10.23 | 10.23 | 10.23 | 10.23 | 10.23 | 10.23 | 10.23 | 10.23 | 10.23 | 10.23 | 10.23 | 10.23 | 10.23 | 10.23 | 10.23 | 10.23 | 10.23 | 10.23 | 10.23 | 10.23 | 10.23 | 10.23 | 10.23 | 10.23 | 10.23 | 10.23 | 10.23 | 10.23 | 10.23 | 10.23
27BL | Void Properties - USPL | Input | Ml/d | 2 | 0.98 | 0.98 | 0.98 | 0.98 | 0.98 | 0.98 | 0.98 | 0.98 | 0.98 | 0.98 | 0.98 | 0.98 | 0.98 | 0.98 | 0.98 | 0.98 | 0.98 | 0.98 | 0.98 | 0.98 | 0.98 | 0.98 | 0.98 | 0.98 | 0.98 | 0.98 | 0.98 | 0.98 | 0.98 | 0.98 | 0.98 | 0.98 | 0.98 | 0.98 | 0.98 | 0.98 | 0.98 | 0.98 | 0.98 | 0.98 | 0.98 | 0.98 | 0.98 | 0.98 | 0.98 | 0.98 | 0.98 | 0.98 | 0.98 | 0.98 | 0.98 | 0.98 | 0.98 | 0.98 | 0.98 | 0.98 | 0.98 | 0.98 | 0.98 | 0.98 | 0.98 | 0.98 | 0.98 | 0.98 | 0.98 | 0.98 | 0.98 | 0.98 | 0.98 | 0.98 | 0.98 | 0.98 | 0.98 | 0.98 | 0.98 | 0.98 | 0.98 | 0.98 | 0.98 | 0.98 | 0.98
28BL | Distribution losses | Input | Ml/d | 2 | 51.9 | 50.41 | 48.51 | 45.75 | 42.89 | 40.11 | 37.95 | 37.95 | 37.95 | 37.95 | 37.95 | 37.95 | 37.95 | 37.95 | 37.95 | 37.95 | 37.95 | 37.95 | 37.95 | 37.95 | 37.95 | 37.95 | 37.95 | 37.95 | 37.95 | 37.95 | 37.95 | 37.95 | 37.95 | 37.95 | 37.95 | 37.95 | 37.95 | 37.95 | 37.95 | 37.95 | 37.95 | 37.95 | 37.95 | 37.95 | 37.95 | 37.95 | 37.95 | 37.95 | 37.95 | 37.95 | 37.95 | 37.95 | 37.95 | 37.95 | 37.95 | 37.95 | 37.95 | 37.95 | 37.95 | 37.95 | 37.95 | 37.95 | 37.95 | 37.95 | 37.95 | 37.95 | 37.95 | 37.95 | 37.95 | 37.95 | 37.95 | 37.95 | 37.95 | 37.95 | 37.95 | 37.95 | 37.95 | 37.95 | 37.95 | 37.95 | 37.95 | 37.95 | 37.95 | 37.95 | 37.95
29BL | Total Leakage | sum (23BL:28BL) | Ml/d | 2 | 72.4 | 71.1 | 69.4 | 66.8 | 64.1 | 61.5 | 59.5 | 59.5 | 59.5 | 59.5 | 59.5 | 59.5 | 59.5 | 59.5 | 59.5 | 59.5 | 59.5 | 59.5 | 59.5 | 59.5 | 59.5 | 59.5 | 59.5 | 59.5 | 59.5 | 59.5 | 59.5 | 59.5 | 59.5 | 59.5 | 59.5 | 59.5 | 59.5 | 59.5 | 59.5 | 59.5 | 59.5 | 59.5 | 59.5 | 59.5 | 59.5 | 59.5 | 59.5 | 59.5 | 59.5 | 59.5 | 59.5 | 59.5 | 59.5 | 59.5 | 59.5 | 59.5 | 59.5 | 59.5 | 59.5 | 59.5 | 59.5 | 59.5 | 59.5 | 59.5 | 59.5 | 59.5 | 59.5 | 59.5 | 59.5 | 59.5 | 59.5 | 59.5 | 59.5 | 59.5 | 59.5 | 59.5 | 59.5 | 59.5 | 59.5 | 59.5 | 59.5 | 59.5 | 59.5 | 59.5 | 59.5
30BL | Leakage/property | (29BL * 1,000,000) / (36BL * 1,000) | l/prop/d | 2 | 120.8017 | 117.62 | 115.7759 | 110.4538 | 105.0423 | 99.9194 | 95.8342 | 94.9971 | 94.1593 | 93.3211 | 92.4943 | 91.6719 | 90.8637 | 90.0692 | 89.2882 | 88.5203 | 87.7652 | 87.0225 | 86.2919 | 85.5733 | 84.8661 | 84.1703 | 83.4855 | 82.8115 | 82.148 | 81.4947 | 80.9068 | 80.327 | 79.7552 | 79.1913 | 78.6351 | 78.0863 | 77.545 | 77.0109 | 76.4838 | 75.9637 | 75.4504 | 74.9438 | 74.4438 | 73.9501 | 73.4628 | 72.9816 | 72.5065 | 72.0373 | 71.574 | 71.1164 | 70.6644 | 70.2179 | 69.7769 | 69.3412 | 68.9107 | 68.4853 | 68.065 | 67.6496 | 67.2391 | 66.8334 | 66.4324 | 66.036 | 65.6441 | 65.2567 | 64.8737 | 64.4949 | 64.1205 | 63.7502 | 63.3839 | 63.0218 | 62.6636 | 62.3093 | 61.9588 | 61.6121 | 61.2691 | 60.9298 | 60.5941 | 60.2619 | 59.9332 | 59.6079 | 59.286 | 58.9674 | 58.6521 | 58.34 | 58.0311
31BL | Measured Non Household - properties | Input | 000's | 2 | 26.533 | 29.758 | 29.76 | 29.76 | 29.76 | 29.76 | 29.76 | 29.76 | 29.76 | 29.76 | 29.76 | 29.76 | 29.76 | 29.76 | 29.76 | 29.76 | 29.76 | 29.76 | 29.76 | 29.76 | 29.76 | 29.76 | 29.76 | 29.76 | 29.76 | 29.76 | 29.76 | 29.76 | 29.76 | 29.76 | 29.76 | 29.76 | 29.76 | 29.76 | 29.76 | 29.76 | 29.76 | 29.76 | 29.76 | 29.76 | 29.76 | 29.76 | 29.76 | 29.76 | 29.76 | 29.76 | 29.76 | 29.76 | 29.76 | 29.76 | 29.76 | 29.76 | 29.76 | 29.76 | 29.76 | 29.76 | 29.76 | 29.76 | 29.76 | 29.76 | 29.76 | 29.76 | 29.76 | 29.76 | 29.76 | 29.76 | 29.76 | 29.76 | 29.76 | 29.76 | 29.76 | 29.76 | 29.76 | 29.76 | 29.76 | 29.76 | 29.76 | 29.76 | 29.76 | 29.76 | 29.76
32BL | Unmeasured Non Household - properties | Input | 000's | 2 | 2.865 | 3.987 | 3.978 | 3.978 | 3.978 | 3.978 | 3.978 | 3.978 | 3.978 | 3.978 | 3.978 | 3.978 | 3.978 | 3.978 | 3.978 | 3.978 | 3.978 | 3.978 | 3.978 | 3.978 | 3.978 | 3.978 | 3.978 | 3.978 | 3.978 | 3.978 | 3.978 | 3.978 | 3.978 | 3.978 | 3.978 | 3.978 | 3.978 | 3.978 | 3.978 | 3.978 | 3.978 | 3.978 | 3.978 | 3.978 | 3.978 | 3.978 | 3.978 | 3.978 | 3.978 | 3.978 | 3.978 | 3.978 | 3.978 | 3.978 | 3.978 | 3.978 | 3.978 | 3.978 | 3.978 | 3.978 | 3.978 | 3.978 | 3.978 | 3.978 | 3.978 | 3.978 | 3.978 | 3.978 | 3.978 | 3.978 | 3.978 | 3.978 | 3.978 | 3.978 | 3.978 | 3.978 | 3.978 | 3.978 | 3.978 | 3.978 | 3.978 | 3.978 | 3.978 | 3.978 | 3.978
33BL | All void non-households - properties | Input | 000's | 2 | 4.372 | 4.265 | 4.372 | 4.372 | 4.372 | 4.372 | 4.372 | 4.372 | 4.372 | 4.372 | 4.372 | 4.372 | 4.372 | 4.372 | 4.372 | 4.372 | 4.372 | 4.372 | 4.372 | 4.372 | 4.372 | 4.372 | 4.372 | 4.372 | 4.372 | 4.372 | 4.372 | 4.372 | 4.372 | 4.372 | 4.372 | 4.372 | 4.372 | 4.372 | 4.372 | 4.372 | 4.372 | 4.372 | 4.372 | 4.372 | 4.372 | 4.372 | 4.372 | 4.372 | 4.372 | 4.372 | 4.372 | 4.372 | 4.372 | 4.372 | 4.372 | 4.372 | 4.372 | 4.372 | 4.372 | 4.372 | 4.372 | 4.372 | 4.372 | 4.372 | 4.372 | 4.372 | 4.372 | 4.372 | 4.372 | 4.372 | 4.372 | 4.372 | 4.372 | 4.372 | 4.372 | 4.372 | 4.372 | 4.372 | 4.372 | 4.372 | 4.372 | 4.372 | 4.372 | 4.372 | 4.372
34BL | Measured households - properties (excl. void) | Year before + sum (34.1BL:34.6BL) | 000's | 2 | 218.671 | 227.0638 | 229.1 | 239.7708 | 250.5632 | 261.183 | 271.9228 | 282.7721 | 293.7007 | 304.7315 | 315.7869 | 326.915 | 338.0484 | 349.1364 | 360.1529 | 371.0711 | 381.8631 | 392.5 | 402.9792 | 413.2978 | 423.4529 | 433.4412 | 443.259 | 452.9026 | 462.3677 | 471.6499 | 480.2415 | 488.6396 | 496.9917 | 505.2985 | 513.5608 | 521.7792 | 529.9545 | 538.0875 | 546.1787 | 554.2289 | 562.2388 | 570.2091 | 578.1403 | 586.0332 | 593.8883 | 601.7064 | 609.488 | 617.2337 | 624.9441 | 632.6198 | 640.2614 | 647.8695 | 655.4446 | 662.9872 | 670.498 | 677.9774 | 685.426 | 692.8443 | 700.2327 | 707.5919 | 714.9223 | 722.2243 | 729.4985 | 736.7454 | 743.9653 | 751.1588 | 758.3263 | 765.4683 | 772.5851 | 779.6772 | 786.7451 | 793.7891 | 800.8096 | 807.8072 | 814.782 | 821.7346 | 828.6654 | 835.5746 | 842.4627 | 849.3301 | 856.1771 | 863.004 | 869.8112 | 876.5991 | 883.368
34.1BL | New build properties - properties | Input (new builds in each year) | 000's | 2 | 2.9915 | 2.9915 | 2.9915 | 5.344 | 5.4522 | 5.2657 | 5.3681 | 5.4706 | 5.5731 | 5.6757 | 5.6996 | 5.7708 | 5.7733 | 5.7758 | 5.7783 | 5.7808 | 5.7833 | 5.7859 | 5.7884 | 5.7909 | 5.7934 | 5.7959 | 5.7984 | 5.8009 | 5.8034 | 5.8059 | 5.3057 | 5.308 | 5.3103 | 5.3126 | 5.3149 | 5.3171 | 5.3194 | 5.3217 | 5.324 | 5.3263 | 5.3286 | 5.3308 | 5.3331 | 5.3354 | 5.3377 | 5.34 | 5.3423 | 5.3445 | 5.3468 | 5.3491 | 5.3514 | 5.3537 | 5.356 | 5.3582 | 5.3605 | 5.3628 | 5.3651 | 5.3674 | 5.3696 | 5.3719 | 5.3742 | 5.3765 | 5.3788 | 5.3811 | 5.3833 | 5.3856 | 5.3879 | 5.3902 | 5.3925 | 5.3948 | 5.397 | 5.3993 | 5.4016 | 5.4039 | 5.4062 | 5.4085 | 5.4107 | 5.413 | 5.4153 | 5.4176 | 5.4199 | 5.4222 | 5.4244 | 5.4267 | 5.429
34.2BL | Meter optants - properties | Input (meter optants in each year) | 000's | 2 | 5.65 | 5.4013 | 5.52 | 5.3268 | 5.3401 | 5.3541 | 5.3716 | 5.3787 | 5.3555 | 5.3551 | 5.3557 | 5.3573 | 5.3601 | 5.3122 | 5.2382 | 5.1373 | 5.0086 | 4.851 | 4.6908 | 4.5278 | 4.3617 | 4.1924 | 4.0195 | 3.8427 | 3.6617 | 3.4763 | 3.2859 | 3.0902 | 3.0418 | 2.9942 | 2.9474 | 2.9013 | 2.8559 | 2.8112 | 2.7672 | 2.724 | 2.6813 | 2.6394 | 2.5981 | 2.5575 | 2.5175 | 2.4781 | 2.4393 | 2.4012 | 2.3636 | 2.3266 | 2.2902 | 2.2544 | 2.2191 | 2.1844 | 2.1502 | 2.1166 | 2.0835 | 2.0509 | 2.0188 | 1.9872 | 1.9562 | 1.9256 | 1.8954 | 1.8658 | 1.8366 | 1.8079 | 1.7796 | 1.7517 | 1.7243 | 1.6974 | 1.6708 | 1.6447 | 1.619 | 1.5936 | 1.5687 | 1.5442 | 1.52 | 1.4962 | 1.4728 | 1.4498 | 1.4271 | 1.4048 | 1.3828 | 1.3612 | 1.3399
34.3BL | Compulsory metering - properties | Input (compulsory meters in each year) | 000's | 2 | 0 | 0 | 0 | 0 | 0 | 0 | 0 | 0 | 0 | 0 | 0 | 0 | 0 | 0 | 0 | 0 | 0 | 0 | 0 | 0 | 0 | 0 | 0 | 0 | 0 | 0 | 0 | 0 | 0 | 0 | 0 | 0 | 0 | 0 | 0 | 0 | 0 | 0 | 0 | 0 | 0 | 0 | 0 | 0 | 0 | 0 | 0 | 0 | 0 | 0 | 0 | 0 | 0 | 0 | 0 | 0 | 0 | 0 | 0 | 0 | 0 | 0 | 0 | 0 | 0 | 0 | 0 | 0 | 0 | 0 | 0 | 0 | 0 | 0 | 0 | 0 | 0 | 0 | 0 | 0 | 0
34.4BL | Metering on change of occupancy - properties | Input (change of occupancy meters in each year) | 000's | 2 | 0 | 0 | 0 | 0 | 0 | 0 | 0 | 0 | 0 | 0 | 0 | 0 | 0 | 0 | 0 | 0 | 0 | 0 | 0 | 0 | 0 | 0 | 0 | 0 | 0 | 0 | 0 | 0 | 0 | 0 | 0 | 0 | 0 | 0 | 0 | 0 | 0 | 0 | 0 | 0 | 0 | 0 | 0 | 0 | 0 | 0 | 0 | 0 | 0 | 0 | 0 | 0 | 0 | 0 | 0 | 0 | 0 | 0 | 0 | 0 | 0 | 0 | 0 | 0 | 0 | 0 | 0 | 0 | 0 | 0 | 0 | 0 | 0 | 0 | 0 | 0 | 0 | 0 | 0 | 0 | 0
34.5BL | Selective metering - properties | Input (selective meters in each year) | 000's | 2 | 0 | 0 | 0 | 0 | 0 | 0 | 0 | 0 | 0 | 0 | 0 | 0 | 0 | 0 | 0 | 0 | 0 | 0 | 0 | 0 | 0 | 0 | 0 | 0 | 0 | 0 | 0 | 0 | 0 | 0 | 0 | 0 | 0 | 0 | 0 | 0 | 0 | 0 | 0 | 0 | 0 | 0 | 0 | 0 | 0 | 0 | 0 | 0 | 0 | 0 | 0 | 0 | 0 | 0 | 0 | 0 | 0 | 0 | 0 | 0 | 0 | 0 | 0 | 0 | 0 | 0 | 0 | 0 | 0 | 0 | 0 | 0 | 0 | 0 | 0 | 0 | 0 | 0 | 0 | 0 | 0
34.6BL | Other changes to existing metering - properties | Input (other changes to meters in each year) | 000's | 2 | 0 | 0 | 0 | 0 | 0 | 0 | 0 | 0 | 0 | -1.1642e-13 | 5.8208e-14 | -5.8208e-14 | -5.8208e-14 | 0 | -5.8208e-14 | 0 | 0 | 0 | 0 | -5.8208e-14 | 0 | 0 | 5.8208e-14 | 0 | 0 | 0 | 0 | 0 | 0 | 0 | -5.8208e-14 | 5.8208e-14 | 0 | -1.1642e-13 | -1.1642e-13 | 0 | 0 | 0 | 0 | 0 | -1.1642e-13 | 0 | -1.1642e-13 | 0 | -1.1642e-13 | 0 | 0 | -1.1642e-13 | 0 | 0 | 0 | 0 | 0 | 0 | -1.1642e-13 | 0 | -1.1642e-13 | 0 | 0 | 0 | 0 | 0 | 0 | -1.1642e-13 | 0 | 0 | 0 | 0 | 0 | 0 | 0 | 0 | 0 | 0 | 0 | 0 | 0 | 0 | 0 | 0 | 0
34.7BL | Measured household void properties | Input | 000's | 2 | 7.479 | 7.479 | 7.479 | 7.479 | 7.479 | 7.479 | 7.479 | 7.479 | 7.479 | 7.479 | 7.479 | 7.479 | 7.479 | 7.479 | 7.479 | 7.479 | 7.479 | 7.479 | 7.479 | 7.479 | 7.479 | 7.479 | 7.479 | 7.479 | 7.479 | 7.479 | 7.479 | 7.479 | 7.479 | 7.479 | 7.479 | 7.479 | 7.479 | 7.479 | 7.479 | 7.479 | 7.479 | 7.479 | 7.479 | 7.479 | 7.479 | 7.479 | 7.479 | 7.479 | 7.479 | 7.479 | 7.479 | 7.479 | 7.479 | 7.479 | 7.479 | 7.479 | 7.479 | 7.479 | 7.479 | 7.479 | 7.479 | 7.479 | 7.479 | 7.479 | 7.479 | 7.479 | 7.479 | 7.479 | 7.479 | 7.479 | 7.48 | 7.48 | 7.48 | 7.48 | 7.48 | 7.48 | 7.48 | 7.48 | 7.48 | 7.48 | 7.48 | 7.48 | 7.48 | 7.48 | 7.48
35BL | Unmeasured households - properties (excl. void) | Input | 000's | 2 | 323.4675 | 315.994 | 308.8029 | 303.4761 | 298.136 | 292.7819 | 287.4103 | 282.0316 | 276.6761 | 271.321 | 265.9653 | 260.6079 | 255.2478 | 249.9357 | 244.6975 | 239.5601 | 234.5515 | 229.7005 | 225.0096 | 220.4818 | 216.1201 | 211.9277 | 207.9083 | 204.0656 | 200.4039 | 196.9276 | 193.6417 | 190.5516 | 187.5098 | 184.5155 | 181.5682 | 178.6669 | 175.811 | 172.9998 | 170.2325 | 167.5086 | 164.8272 | 162.1878 | 159.5897 | 157.0322 | 154.5148 | 152.0367 | 149.5974 | 147.1962 | 144.8326 | 142.506 | 140.2158 | 137.9614 | 135.7422 | 133.5578 | 131.4076 | 129.291 | 127.2075 | 125.1565 | 123.1377 | 121.1505 | 119.1943 | 117.2688 | 115.3733 | 113.5075 | 111.6709 | 109.8631 | 108.0835 | 106.3317 | 104.6074 | 102.91 | 101.2392 | 99.5945 | 97.9756 | 96.3819 | 94.8132 | 93.2691 | 91.7491 | 90.2529 | 88.78 | 87.3303 | 85.9031 | 84.4984 | 83.1156 | 81.7544 | 80.4145
35.1BL | Unmeasured household void properties | Input | 000's | 2 | 15.942 | 15.942 | 15.942 | 15.942 | 15.942 | 15.942 | 15.942 | 15.942 | 15.942 | 15.942 | 15.942 | 15.942 | 15.942 | 15.942 | 15.942 | 15.942 | 15.942 | 15.942 | 15.942 | 15.942 | 15.942 | 15.942 | 15.942 | 15.942 | 15.942 | 15.942 | 15.942 | 15.942 | 15.942 | 15.942 | 15.942 | 15.942 | 15.942 | 15.942 | 15.942 | 15.942 | 15.942 | 15.942 | 15.942 | 15.942 | 15.942 | 15.942 | 15.942 | 15.942 | 15.942 | 15.942 | 15.942 | 15.942 | 15.942 | 15.942 | 15.942 | 15.942 | 15.942 | 15.942 | 15.942 | 15.942 | 15.942 | 15.942 | 15.942 | 15.942 | 15.942 | 15.942 | 15.942 | 15.942 | 15.942 | 15.942 | 15.94 | 15.94 | 15.94 | 15.94 | 15.94 | 15.94 | 15.94 | 15.94 | 15.94 | 15.94 | 15.94 | 15.94 | 15.94 | 15.94 | 15.94
36BL | Total Resource Zone Properties (incl. voids) | sum (31BL:34BL) + 34.7BL + 35BL + 35.1BL | 000's | 2 | 599.3295 | 604.4888 | 599.4339 | 604.778 | 610.2302 | 615.4959 | 620.8641 | 626.3347 | 631.9078 | 637.5835 | 643.2831 | 649.0539 | 654.8273 | 660.6031 | 666.3814 | 672.1623 | 677.9456 | 683.7315 | 689.5198 | 695.3107 | 701.1041 | 706.8999 | 712.6983 | 718.4992 | 724.3026 | 730.1085 | 735.4142 | 740.7222 | 746.0325 | 751.3451 | 756.6599 | 761.9771 | 767.2965 | 772.6182 | 777.9422 | 783.2685 | 788.5971 | 793.9279 | 799.261 | 804.5964 | 809.9341 | 815.2741 | 820.6163 | 825.9609 | 831.3077 | 836.6568 | 842.0082 | 847.3619 | 852.7178 | 858.076 | 863.4366 | 868.7994 | 874.1644 | 879.5318 | 884.9014 | 890.2734 | 895.6476 | 901.0241 | 906.4029 | 911.7839 | 917.1673 | 922.5529 | 927.9408 | 933.331 | 938.7235 | 944.1182 | 949.5143 | 954.9136 | 960.3152 | 965.7191 | 971.1253 | 976.5337 | 981.9445 | 987.3575 | 992.7728 | 998.1904 | 1003.6102 | 1009.0324 | 1014.4568 | 1019.8835 | 1025.3125
37BL | Measured Non Household - Population | Input | 000's | 2 | 15.267 | 15.267 | 15.267 | 15.267 | 15.267 | 15.267 | 15.267 | 15.267 | 15.267 | 15.267 | 15.267 | 15.267 | 15.267 | 15.267 | 15.267 | 15.267 | 15.267 | 15.267 | 15.267 | 15.267 | 15.267 | 15.267 | 15.267 | 15.267 | 15.267 | 15.267 | 15.267 | 15.267 | 15.267 | 15.267 | 15.267 | 15.267 | 15.267 | 15.267 | 15.267 | 15.267 | 15.267 | 15.267 | 15.267 | 15.267 | 15.267 | 15.267 | 15.267 | 15.267 | 15.267 | 15.267 | 15.267 | 15.267 | 15.267 | 15.267 | 15.267 | 15.267 | 15.267 | 15.267 | 15.267 | 15.267 | 15.267 | 15.267 | 15.267 | 15.267 | 15.267 | 15.267 | 15.267 | 15.267 | 15.267 | 15.267 | 15.27 | 15.27 | 15.27 | 15.27 | 15.27 | 15.27 | 15.27 | 15.27 | 15.27 | 15.27 | 15.27 | 15.27 | 15.27 | 15.27 | 15.27
38BL | Unmeasured Non Household - Population | Input | 000's | 2 | 2.946 | 2.946 | 2.946 | 2.946 | 2.946 | 2.946 | 2.946 | 2.946 | 2.946 | 2.946 | 2.946 | 2.946 | 2.946 | 2.946 | 2.946 | 2.946 | 2.946 | 2.946 | 2.946 | 2.946 | 2.946 | 2.946 | 2.946 | 2.946 | 2.946 | 2.946 | 2.946 | 2.946 | 2.946 | 2.946 | 2.946 | 2.946 | 2.946 | 2.946 | 2.946 | 2.946 | 2.946 | 2.946 | 2.946 | 2.946 | 2.946 | 2.946 | 2.946 | 2.946 | 2.946 | 2.946 | 2.946 | 2.946 | 2.946 | 2.946 | 2.946 | 2.946 | 2.946 | 2.946 | 2.946 | 2.946 | 2.946 | 2.946 | 2.946 | 2.946 | 2.946 | 2.946 | 2.946 | 2.946 | 2.946 | 2.946 | 2.95 | 2.95 | 2.95 | 2.95 | 2.95 | 2.95 | 2.95 | 2.95 | 2.95 | 2.95 | 2.95 | 2.95 | 2.95 | 2.95 | 2.95
39BL | Measured Household - Population | Input | 000's | 2 | 510.4778 | 533.1538 | 549.774 | 571.948 | 594.1518 | 616.0707 | 638.0781 | 660.18 | 682.25 | 704.4542 | 726.4662 | 748.2646 | 769.9224 | 791.3337 | 812.3251 | 833.0202 | 853.2536 | 873.0503 | 892.3619 | 911.2254 | 929.6707 | 947.6698 | 965.1884 | 982.3003 | 998.8652 | 1014.9613 | 1029.4221 | 1043.3939 | 1057.2478 | 1070.9853 | 1084.6133 | 1098.1313 | 1111.5425 | 1124.8471 | 1138.0492 | 1151.15 | 1164.1523 | 1177.0565 | 1189.8671 | 1202.5852 | 1215.2127 | 1227.7524 | 1240.2052 | 1252.5682 | 1264.8443 | 1277.0343 | 1289.1403 | 1301.1657 | 1313.1097 | 1324.9768 | 1336.7696 | 1348.486 | 1360.1324 | 1371.7057 | 1383.2112 | 1394.6467 | 1406.0184 | 1417.326 | 1428.5699 | 1439.7526 | 1450.8753 | 1461.9405 | 1472.9504 | 1483.9036 | 1494.8041 | 1505.6504 | 1516.4466 | 1527.1929 | 1537.8888 | 1548.54 | 1559.1448 | 1569.7046 | 1580.2212 | 1590.6967 | 1601.1294 | 1611.5232 | 1621.879 | 1632.1961 | 1642.4763 | 1652.7226 | 1662.9339
40BL | Unmeasured Household - Population | Input | 000's | 2 | 848.3102 | 834.3159 | 826.028 | 811.9358 | 797.795 | 783.6602 | 769.4745 | 755.2696 | 741.1172 | 726.9733 | 712.821 | 698.644 | 684.467 | 670.4204 | 656.5592 | 642.9706 | 629.7151 | 616.8746 | 604.4512 | 592.4552 | 580.8968 | 569.7816 | 559.1158 | 548.9152 | 539.1793 | 529.9258 | 521.1668 | 512.9145 | 504.7958 | 496.8082 | 488.9498 | 481.2183 | 473.6114 | 466.1268 | 458.7627 | 451.5169 | 444.3874 | 437.3721 | 430.4693 | 423.6769 | 416.9931 | 410.4162 | 403.9441 | 397.58 | 391.3218 | 385.1678 | 379.1159 | 373.1646 | 367.3118 | 361.5561 | 355.8958 | 350.329 | 344.8542 | 339.4698 | 334.1742 | 328.9658 | 323.8433 | 318.805 | 313.8496 | 308.9756 | 304.1815 | 299.4662 | 294.8282 | 290.2661 | 285.7787 | 281.3647 | 277.0228 | 272.7519 | 268.5507 | 264.418 | 260.3528 | 256.3538 | 252.4199 | 248.5501 | 244.7432 | 240.9982 | 237.314 | 233.6897 | 230.1242 | 226.6165 | 223.1658
41BL | Total Resource Zone Population | sum (37BL:40BL) | 000's | 2 | 1377.001 | 1385.6827 | 1394.015 | 1402.0968 | 1410.1597 | 1417.9439 | 1425.7656 | 1433.6626 | 1441.5802 | 1449.6405 | 1457.5003 | 1465.1216 | 1472.6024 | 1479.9671 | 1487.0973 | 1494.2037 | 1501.1817 | 1508.1379 | 1515.026 | 1521.8936 | 1528.7805 | 1535.6644 | 1542.5173 | 1549.4285 | 1556.2574 | 1563.1002 | 1568.802 | 1574.5214 | 1580.2566 | 1586.0065 | 1591.7762 | 1597.5626 | 1603.3668 | 1609.187 | 1615.025 | 1620.8799 | 1626.7527 | 1632.6416 | 1638.5493 | 1644.4751 | 1650.4188 | 1656.3816 | 1662.3624 | 1668.3612 | 1674.3791 | 1680.4151 | 1686.4692 | 1692.5433 | 1698.6346 | 1704.746 | 1710.8784 | 1717.028 | 1723.1996 | 1729.3885 | 1735.5984 | 1741.8255 | 1748.0747 | 1754.344 | 1760.6325 | 1766.9411 | 1773.2699 | 1779.6197 | 1785.9916 | 1792.3827 | 1798.7958 | 1805.2281 | 1811.6894 | 1818.1649 | 1824.6594 | 1831.178 | 1837.7176 | 1844.2783 | 1850.8611 | 1857.4668 | 1864.0926 | 1870.7413 | 1877.4131 | 1884.1058 | 1890.8205 | 1897.5591 | 1904.3197
42BL | Average household occupancy rate (excl. voids) | (39BL + 40BL) / (34BL + 35BL) | h/prop | 1 | 2.5063 | 2.5181 | 2.5577 | 2.5474 | 2.5368 | 2.5267 | 2.5165 | 2.5061 | 2.4955 | 2.4849 | 2.4741 | 2.4627 | 2.4514 | 2.44 | 2.4285 | 2.4172 | 2.4058 | 2.3946 | 2.3835 | 2.3726 | 2.3618 | 2.3513 | 2.3409 | 2.3307 | 2.3206 | 2.3107 | 2.301 | 2.2914 | 2.282 | 2.2728 | 2.2637 | 2.2548 | 2.246 | 2.2374 | 2.2289 | 2.2206 | 2.2124 | 2.2043 | 2.1964 | 2.1886 | 2.1809 | 2.1734 | 2.166 | 2.1587 | 2.1515 | 2.1444 | 2.1375 | 2.1306 | 2.1239 | 2.1173 | 2.1108 | 2.1044 | 2.0981 | 2.0919 | 2.0858 | 2.0798 | 2.0739 | 2.0681 | 2.0623 | 2.0567 | 2.0512 | 2.0457 | 2.0403 | 2.0351 | 2.0299 | 2.0247 | 2.0197 | 2.0148 | 2.0099 | 2.0051 | 2.0003 | 1.9957 | 1.9911 | 1.9866 | 1.9822 | 1.9778 | 1.9735 | 1.9693 | 1.9651 | 1.961 | 1.957
43BL | Total Household Metering penetration (excl. voids) | 34BL / (34BL + 35BL) | % | 1 | 40.33% | 41.81% | 42.59% | 44.14% | 45.66% | 47.15% | 48.62% | 50.07% | 51.49% | 52.9% | 54.28% | 55.64% | 56.98% | 58.28% | 59.54% | 60.77% | 61.95% | 63.08% | 64.17% | 65.21% | 66.21% | 67.16% | 68.07% | 68.94% | 69.76% | 70.55% | 71.26% | 71.94% | 72.61% | 73.25% | 73.88% | 74.49% | 75.09% | 75.67% | 76.24% | 76.79% | 77.33% | 77.86% | 78.37% | 78.87% | 79.35% | 79.83% | 80.29% | 80.74% | 81.19% | 81.62% | 82.03% | 82.44% | 82.84% | 83.23% | 83.61% | 83.98% | 84.35% | 84.7% | 85.04% | 85.38% | 85.71% | 86.03% | 86.34% | 86.65% | 86.95% | 87.24% | 87.53% | 87.8% | 88.07% | 88.34% | 88.6% | 88.85% | 89.1% | 89.34% | 89.58% | 89.81% | 90.03% | 90.25% | 90.47% | 90.68% | 90.88% | 91.08% | 91.28% | 91.47% | 91.66%
44BL | Total Household Metering penetration (incl. voids) | (34BL) / (34BL + 34.7BL + 35BL + 35.1BL) | % | 1 | 38.66% | 40.08% | 40.81% | 42.31% | 43.8% | 45.24% | 46.66% | 48.07% | 49.46% | 50.83% | 52.18% | 53.51% | 54.81% | 56.09% | 57.32% | 58.52% | 59.68% | 60.79% | 61.86% | 62.89% | 63.87% | 64.81% | 65.71% | 66.57% | 67.38% | 68.16% | 68.87% | 69.55% | 70.2% | 70.85% | 71.47% | 72.08% | 72.68% | 73.26% | 73.82% | 74.38% | 74.92% | 75.44% | 75.96% | 76.46% | 76.95% | 77.42% | 77.89% | 78.34% | 78.79% | 79.22% | 79.64% | 80.06% | 80.46% | 80.86% | 81.24% | 81.62% | 81.98% | 82.34% | 82.69% | 83.03% | 83.37% | 83.7% | 84.02% | 84.33% | 84.63% | 84.93% | 85.22% | 85.51% | 85.78% | 86.06% | 86.32% | 86.58% | 86.84% | 87.08% | 87.33% | 87.57% | 87.8% | 88.02% | 88.25% | 88.46% | 88.68% | 88.88% | 89.09% | 89.29% | 89.48%
45BL | Distribution input | sum (12BL:15BL) +21BL + 22BL + 27BL + 28BL | Ml/d | 2 | 312.84 | 308.62 | 333.4272 | 326.1004 | 318.2024 | 310.4133 | 308.9851 | 309.6413 | 310.3114 | 311.0134 | 311.7202 | 312.4074 | 313.0423 | 313.6608 | 314.2585 | 314.8612 | 315.5579 | 316.2625 | 316.9689 | 317.6807 | 318.4001 | 319.1052 | 319.7723 | 320.4503 | 321.1275 | 321.8122 | 322.3635 | 322.9249 | 323.4882 | 324.0535 | 324.6213 | 325.4729 | 326.3282 | 327.1867 | 328.0487 | 328.9141 | 329.783 | 330.655 | 331.5306 | 332.4096 | 333.2918 | 334.1776 | 335.0666 | 335.9585 | 336.8534 | 337.7511 | 338.6517 | 339.5553 | 340.4617 | 341.3711 | 342.2835 | 343.1988 | 344.1171 | 345.0382 | 345.9624 | 346.8892 | 347.8192 | 348.7521 | 349.6879 | 350.6265 | 351.5681 | 352.5127 | 353.4604 | 354.4108 | 355.3643 | 356.3206 | 357.2799 | 358.2422 | 359.2072 | 360.1754 | 361.1465 | 362.1205 | 363.0975 | 364.0776 | 365.0604 | 366.0463 | 367.0353 | 368.0271 | 369.0218 | 370.0196 | 371.0204
46BL | Target headroom (climate change component) | Input | Ml/d | 2 | 0.4 | 0.45 | 0.8 | 0.91 | 0.92 | 0.96 | 1.01 | 1.11 | 1.17 | 1.17 | 1.2 | 1.29 | 1.42 | 1.45 | 1.44 | 1.58 | 1.64 | 1.64 | 1.73 | 1.76 | 1.85 | 1.85 | 1.94 | 1.95 | 1.99 | 1.96 | 2.1 | 2.15 | 2.21 | 2.25 | 2.37 | 2.29 | 2.46 | 2.44 | 2.44 | 2.57 | 2.57 | 2.53 | 2.66 | 2.64 | 2.89 | 2.96 | 2.84 | 2.94 | 2.9 | 3.1 | 3.12 | 3.14 | 3.27 | 3.32 | 3.29 | 3.49 | 3.53 | 3.45 | 3.62 | 3.62 | 3.64 | 3.65 | 3.76 | 3.85 | 3.78 | 3.76 | 3.9 | 3.93 | 4.12 | 4.02 | 4.25 | 4.31 | 4.17 | 4.3 | 4.4 | 4.41 | 4.61 | 4.5 | 4.81 | 4.76 | 4.71 | 4.83 | 4.98 | 5.05 | 5.22
47BL | Target headroom (All other components) | Input | Ml/d | 2 | 6.89 | 7.11 | 10.36 | 10.04 | 8.99 | 8.87 | 9.03 | 9.33 | 9.76 | 9.57 | 9.85 | 10.48 | 10.54 | 10.48 | 10.49 | 11.08 | 11.69 | 11.12 | 11.28 | 11.16 | 12.17 | 11.29 | 11.73 | 11.92 | 11.78 | 11.52 | 12.08 | 11.72 | 12.09 | 11.81 | 12.03 | 11.87 | 12.16 | 12.16 | 12.06 | 12.38 | 11.89 | 11.26 | 12.31 | 11.71 | 12.66 | 12.27 | 11.97 | 11.93 | 11.8 | 12.61 | 12.17 | 12.76 | 12.5 | 12.56 | 13.01 | 12.59 | 12.66 | 12.95 | 12.99 | 12.73 | 12.75 | 12.88 | 12.89 | 13.1 | 12.67 | 12.64 | 12.6 | 12.95 | 12.74 | 12.34 | 13.05 | 13.36 | 12.73 | 13.04 | 13.18 | 13.05 | 13.82 | 13.53 | 13.81 | 13.83 | 13.7 | 13.7 | 14.56 | 14.37 | 14.88
48BL | Target Headroom | 46BL + 47BL | Ml/d | 2 | 7.29 | 7.56 | 11.16 | 10.95 | 9.91 | 9.83 | 10.04 | 10.44 | 10.93 | 10.74 | 11.05 | 11.77 | 11.96 | 11.93 | 11.93 | 12.66 | 13.33 | 12.76 | 13.01 | 12.92 | 14.02 | 13.14 | 13.67 | 13.87 | 13.77 | 13.48 | 14.18 | 13.87 | 14.3 | 14.06 | 14.4 | 14.16 | 14.62 | 14.6 | 14.5 | 14.95 | 14.46 | 13.79 | 14.97 | 14.35 | 15.55 | 15.23 | 14.81 | 14.87 | 14.7 | 15.71 | 15.29 | 15.9 | 15.77 | 15.88 | 16.3 | 16.08 | 16.19 | 16.4 | 16.61 | 16.35 | 16.39 | 16.53 | 16.65 | 16.95 | 16.45 | 16.4 | 16.5 | 16.88 | 16.86 | 16.36 | 17.3 | 17.67 | 16.9 | 17.34 | 17.58 | 17.46 | 18.43 | 18.03 | 18.62 | 18.59 | 18.41 | 18.53 | 19.54 | 19.42 | 20.1
49BL | Available Headroom | 11BL - 45BL | Ml/d | 2 | -44.43 | -47.94 | -77.4672 | -58.5504 | -50.9424 | -37.0933 | -40.4151 | -41.1813 | -41.9614 | -42.7734 | -62.3702 | -66.8394 | -71.2563 | -75.6468 | -80.0265 | -84.4112 | -87.4199 | -90.4365 | -93.4549 | -95.4787 | -99.5101 | -100.3652 | -101.1723 | -102.0003 | -102.8175 | -103.6522 | -104.3135 | -104.9849 | -105.6582 | -106.3335 | -107.0113 | -108.0129 | -109.0082 | -110.0167 | -111.0187 | -112.0941 | -113.013 | -113.995 | -114.9806 | -115.9696 | -116.9618 | -117.9976 | -119.0266 | -120.0685 | -121.1034 | -122.1511 | -123.1617 | -124.1753 | -125.1817 | -126.2011 | -127.2235 | -128.2888 | -129.3471 | -130.4182 | -131.4824 | -132.5592 | -132.6392 | -134.7121 | -135.7979 | -136.8765 | -137.9681 | -139.0227 | -140.0804 | -141.1408 | -142.2043 | -143.2706 | -144.3799 | -145.4822 | -146.5972 | -147.7054 | -148.8265 | -149.9505 | -151.0675 | -152.1976 | -153.3204 | -154.4563 | -155.5953 | -156.7271 | -157.8718 | -159.0096 | -160.1604
49.1BL | Available non-potable balance (if applicable) | 1.1BL -12.1BL | Ml/d | 2 | -2.3 | -2.3 | -2.3 | -2.3 | -2.3 | -2.3 | -2.3 | -2.3 | -2.3 | -2.3 | -2.3 | -2.3 | -2.3 | -2.3 | -2.3 | -2.3 | -2.3 | -2.3 | -2.3 | -2.3 | -2.3 | -2.3 | -2.3 | -2.3 | -2.3 | -2.3 | -2.3 | -2.3 | -2.3 | -2.3 | -2.3 | -2.3 | -2.3 | -2.3 | -2.3 | -2.3 | -2.3 | -2.3 | -2.3 | -2.3 | -2.3 | -2.3 | -2.3 | -2.3 | -2.3 | -2.3 | -2.3 | -2.3 | -2.3 | -2.3 | -2.3 | -2.3 | -2.3 | -2.3 | -2.3 | -2.3 | -2.3 | -2.3 | -2.3 | -2.3 | -2.3 | -2.3 | -2.3 | -2.3 | -2.3 | -2.3 | -2.3 | -2.3 | -2.3 | -2.3 | -2.3 | -2.3 | -2.3 | -2.3 | -2.3 | -2.3 | -2.3 | -2.3 | -2.3 | -2.3 | -2.3
50BL | Supply Demand Balance | 49BL - 48BL | Ml/d | 2 | -51.72 | -55.5 | -88.6272 | -69.5004 | -60.8524 | -46.9233 | -50.4551 | -51.6213 | -52.8914 | -53.5134 | -73.4202 | -78.6094 | -83.2163 | -87.5768 | -91.9565 | -97.0712 | -100.7499 | -103.1965 | -106.4649 | -108.3987 | -113.5301 | -113.5052 | -114.8423 | -115.8703 | -116.5875 | -117.1322 | -118.4935 | -118.8549 | -119.9582 | -120.3935 | -121.4113 | -122.1729 | -123.6282 | -124.6167 | -125.5187 | -127.0441 | -127.473 | -127.785 | -129.9506 | -130.3196 | -132.5118 | -133.2276 | -133.8366 | -134.9385 | -135.8034 | -137.8611 | -138.4517 | -140.0753 | -140.9517 | -142.0811 | -143.5235 | -144.3688 | -145.5371 | -146.8182 | -148.0924 | -148.9092 | -149.0292 | -151.2421 | -152.4479 | -153.8265 | -154.4181 | -155.4227 | -156.5804 | -158.0208 | -159.0643 | -159.6306 | -161.6799 | -163.1522 | -163.4972 | -165.0454 | -166.4065 | -167.4105 | -169.4975 | -170.2276 | -171.9404 | -173.0463 | -174.0053 | -175.2571 | -177.4118 | -178.4296 | -180.2604
Table 3b: DYAA - Final plan Options | Back to top of sheet |  |  |  | 2019-20: 0.1
WRMP24 reference | Option type | Cat ID | Unit | Decimal places | 2019-20 | 2020-21 | 2021-22 | 2022-23 | 2023-24 | 2024-25 | 2025-26 | 2026-27 | 2027-28 | 2028-29 | 2029-30 | 2030-31 | 2031-32 | 2032-33 | 2033-34 | 2034-35 | 2035-36 | 2036-37 | 2037-38 | 2038-39 | 2039-40 | 2040-41 | 2041-42 | 2042-43 | 2043-44 | 2044-45 | 2045-46 | 2046-47 | 2047-48 | 2048-49 | 2049-50 | 2050-51 | 2051-52 | 2052-53 | 2053-54 | 2054-55 | 2055-56 | 2056-57 | 2057-58 | 2058-59 | 2059-60 | 2060-61 | 2061-62 | 2062-63 | 2063-64 | 2064-65 | 2065-66 | 2066-67 | 2067-68 | 2068-69 | 2069-70 | 2070-71 | 2071-72 | 2072-73 | 2073-74 | 2074-75 | 2075-76 | 2076-77 | 2077-78 | 2078-79 | 2079-80 | 2080-81 | 2081-82 | 2082-83 | 2083-84 | 2084-85 | 2085-86 | 2086-87 | 2087-88 | 2088-89 | 2089-90 | 2090-91 | 2091-92 | 2092-93 | 2093-94 | 2094-95 | 2095-96 | 2096-97 | 2097-98 | 2098-99 | 2099-100
1.11FP | Non potable supplies input reductions as -ve and increases as +ve | RSNPS | Ml/d | 2
2.1FP | Raw water imports input reductions as -ve | RSRWI | Ml/d | 2
3.1FP | Potable water imports input reductions as -ve | RSPWI | Ml/d | 2
4.1FP | Raw water exports input reductions as +ve and increases as -ve | RSRWE | Ml/d | 2
5.1FP | Potable water exports input reductions as +ve and increases as -ve | RSPWE | Ml/d | 2
6.2FP | DO benefit from increase raw water abstractions | RSRWA | Ml/d | 2
6.3FP | Other options to increase deployable output | RSIPO | Ml/d | 2
7.01FP | DO benefit from supply side drought measures | RSDPS | Ml/d | 2 | 32 | 32 | 32 | 32 | 32 | 32 | 32 | 32 | 32 | 32 | 32 | 32 | 32 | 32 | 32 | 32 | 32 | 32 | 32 | 32 | 32 | 32 | 32 | 32 | 32 | 32 | 32 | 32 | 32 | 32 | 32 | 32 | 32 | 32 | 32 | 32 | 32 | 32 | 32 | 32 | 32 | 32 | 32 | 32 | 32 | 32 | 32 | 32 | 32 | 32 | 32 | 32 | 32 | 32 | 32 | 32 | 32 | 32 | 32 | 32 | 32 | 32 | 32 | 32 | 32 | 32 | 32 | 32 | 32 | 32 | 32 | 32 | 32 | 32 | 32 | 32 | 32 | 32 | 32 | 32 | 32
7.02FP | Benefit from demand side drought measures | RSDPD | Ml/d | 2 | 48 | 48 | 48 | 48 | 48 | 48 | 48 | 48 | 48 | 48 | 48 | 48 | 48 | 48 | 48 | 48 | 48 | 48 | 48 | 48 | 48 | 48 | 48 | 48 | 48 | 48 | 48 | 48 | 48 | 48 | 48 | 48 | 48 | 48 | 48 | 48 | 48 | 48 | 48 | 48 | 48 | 48 | 48 | 48 | 48 | 48 | 48 | 48 | 48 | 48 | 48 | 48 | 48 | 48 | 48 | 48 | 48 | 48 | 48 | 48 | 48 | 48 | 48 | 48 | 48 | 48 | 48 | 48 | 48 | 48 | 48 | 48 | 48 | 48 | 48 | 48 | 48 | 48 | 48 | 48 | 48
8.1FP | Reduce raw water losses and operational use input as -ve | RSLOU | Ml/d | 2
8.2FP | Reduce treatment works losses input as -ve | PSTWL | Ml/d | 2
9.1FP | Reduce outages input as -ve | PSROU | Ml/d | 2
12.2FP | Change volume delivered to measured non households input reductions as -ve, line to include both measured non-household consumption and USPL options | CVMNH | Ml/d | 2 | [6 empty] | -0.824 | -1.506 | -2.188 | -2.87 | -3.552 | -3.964 | -4.376 | -4.788 | -5.2 | -5.612 | -6.188 | -6.906 | -7.624 | -8.342 | -9.06 | -9.06 | -9.0551 | -9.0503 | -9.0454 | -9.0406 | -9.0357 | -9.0308 | -9.026 | -9.0211 | -9.0162 | -9.0114 | -9.0065 | -9.0017 | -8.9968 | -8.9919 | -8.9871 | -8.9822 | -8.9773 | -8.9725 | -8.9676 | -8.9628 | -8.9579 | -8.953 | -8.9482 | -8.9433 | -8.9384 | -8.9336 | -8.9287 | -8.9239 | -8.919 | -8.9141 | -8.9093 | -8.9044 | -8.8995 | -8.8947 | -8.8898 | -8.885 | -8.8801 | -8.8752 | -8.8704 | -8.8655 | -8.8606 | -8.8558 | -8.8509 | -8.8461 | -8.8412 | -8.8363 | -8.8315 | -8.8266 | -8.8217 | -8.8169 | -8.812 | -8.8072 | -8.8023 | -8.7974 | -8.7926 | -8.7877 | -8.7828 | -8.778 | -8.7731
13.1FP | Change volume delivered to unmeasured non households input reductions as -ve, line to include both unmeasured non-household consumption and USPL options | CVUNH | Ml/d | 2 | [6 empty] | 0 | -0.142 | -0.284 | -0.426 | -0.568 | -0.71 | -0.852 | -0.994 | -1.136 | -1.278 | -1.42 | -1.42 | -1.42 | -1.42 | -1.42 | -1.42 | -1.4249 | -1.4297 | -1.4346 | -1.4394 | -1.4443 | -1.4492 | -1.454 | -1.4589 | -1.4638 | -1.4686 | -1.4735 | -1.4783 | -1.4832 | -1.4881 | -1.4929 | -1.4978 | -1.5027 | -1.5075 | -1.5124 | -1.5172 | -1.5221 | -1.527 | -1.5318 | -1.5367 | -1.5416 | -1.5464 | -1.5513 | -1.5561 | -1.561 | -1.5659 | -1.5707 | -1.5756 | -1.5805 | -1.5853 | -1.5902 | -1.595 | -1.5999 | -1.6048 | -1.6096 | -1.6145 | -1.6194 | -1.6242 | -1.6291 | -1.6339 | -1.6388 | -1.6437 | -1.6485 | -1.6534 | -1.6583 | -1.6631 | -1.668 | -1.6728 | -1.6777 | -1.6826 | -1.6874 | -1.6923 | -1.6972 | -1.702 | -1.7069
14.1FP | Change volume delivered to measured households input reductions as -ve, line to include both measured household consumption and USPL options | CVMHH | Ml/d | 2 | [6 empty] | -2.309 | 4.7293 | 11.7855 | 18.852 | 25.9275 | 33.0389 | 41.1577 | 48.283 | 55.4442 | 61.6318 | 69.7461 | 66.1319 | 62.5708 | 59.0638 | 55.6115 | 52.8714 | 50.2526 | 47.5657 | 45.1325 | 42.674 | 40.8529 | 39.1035 | 37.3725 | 35.6595 | 34.1994 | 33.129 | 32.0757 | 31.039 | 30.0189 | 29.0149 | 28.0268 | 27.0543 | 26.0973 | 25.1554 | 24.2284 | 23.3161 | 22.4182 | 21.5348 | 20.6657 | 19.8106 | 18.9693 | 18.1416 | 17.3272 | 16.526 | 15.7376 | 14.962 | 14.1988 | 13.4479 | 12.709 | 11.982 | 11.2667 | 10.5629 | 9.8704 | 9.1889 | 8.5184 | 7.8586 | 7.2094 | 6.5705 | 5.9419 | 5.3234 | 4.7147 | 4.1157 | 3.5263 | 2.9463 | 2.3756 | 1.8139 | 1.2612 | 0.71734 | 0.18212 | -0.34459 | -0.86291 | -1.373 | -1.875 | -2.3689 | -2.8551
15.1FP | Change volume delivered to unmeasured households input reductions as -ve, line to include both unmeasured household consumption and USPL options | CVUHH | Ml/d | 2 | [6 empty] | 0.0018597 | -9.3485 | -18.7217 | -28.1102 | -37.5126 | -47.0895 | -56.6734 | -66.283 | -75.9269 | -85.6162 | -95.4045 | -93.4755 | -91.6106 | -89.8107 | -88.077 | -86.4103 | -84.8112 | -83.2815 | -81.8216 | -80.4334 | -79.1185 | -77.8789 | -76.661 | -75.4647 | -74.2894 | -73.219 | -72.1657 | -71.129 | -70.1089 | -69.1049 | -68.1168 | -67.1443 | -66.1873 | -65.2454 | -64.3184 | -63.4061 | -62.5082 | -61.6248 | -60.7557 | -59.9006 | -59.0593 | -58.2316 | -57.4172 | -56.616 | -55.8276 | -55.052 | -54.2888 | -53.5379 | -52.799 | -52.072 | -51.3567 | -50.6529 | -49.9604 | -49.2789 | -48.6084 | -47.9486 | -47.2994 | -46.6605 | -46.0319 | -45.4134 | -44.8047 | -44.2057 | -43.6163 | -43.0363 | -42.4656 | -41.9039 | -41.3512 | -40.8073 | -40.2721 | -39.7454 | -39.2271 | -38.717 | -38.215 | -37.7211 | -37.2349
21.1FP | Options to reduce water taken unbilled input as -ve | CSWTU | Ml/d | 2
22.1FP | Reduce distribution system operational use (DSOU) input as -ve | DSDOU | Ml/d | 2
23.1FP | Options impacting on measured Non Household - USPL input reductions as -ve | CUMNH | Ml/d | 2
24.1FP | Options impacting on unmeasured Non Household - USPL input reductions as -ve | CUUNH | Ml/d | 2
25.1FP | Options impacting on measured Household - USPL input reductions as -ve | CUMHH | Ml/d | 2 | [6 empty] | 0.707 | 1.414 | 2.121 | 2.828 | 3.535 | 4.178 | 4.831 | 5.474 | 6.127 | 6.77 | 6.47 | 6.17 | 5.87 | 5.57 | 5.27 | 4.85 | 4.49 | 4 | 3.7 | 3.31 | 3.31 | 3.31 | 3.31 | 3.31 | 3.31 | 3.31 | 3.31 | 3.31 | 3.31 | 3.31 | 3.31 | 3.31 | 3.31 | 3.31 | 3.31 | 3.31 | 3.31 | 3.31 | 3.31 | 3.31 | 3.31 | 3.31 | 3.31 | 3.31 | 3.31 | 3.31 | 3.31 | 3.31 | 3.31 | 3.31 | 3.31 | 3.31 | 3.31 | 3.31 | 3.31 | 3.31 | 3.31 | 3.31 | 3.31 | 3.31 | 3.31 | 3.31 | 3.31 | 3.31 | 3.31 | 3.31 | 3.31 | 3.31 | 3.31 | 3.31 | 3.31 | 3.31 | 3.31 | 3.31 | 3.31
26.1FP | Options impacting on unmeasured Household - USPL input reductions as -ve | CUUHH | Ml/d | 2 | [6 empty] | -0.923 | -1.846 | -2.769 | -3.692 | -4.615 | -5.538 | -6.461 | -7.384 | -8.307 | -9.23 | -9.23 | -9.23 | -9.23 | -9.23 | -9.23 | -9.23 | -9.23 | -9.23 | -9.23 | -9.23 | -9.23 | -9.23 | -9.23 | -9.23 | -9.23 | -9.23 | -9.23 | -9.23 | -9.23 | -9.23 | -9.23 | -9.23 | -9.23 | -9.23 | -9.23 | -9.23 | -9.23 | -9.23 | -9.23 | -9.23 | -9.23 | -9.23 | -9.23 | -9.23 | -9.23 | -9.23 | -9.23 | -9.23 | -9.23 | -9.23 | -9.23 | -9.23 | -9.23 | -9.23 | -9.23 | -9.23 | -9.23 | -9.23 | -9.23 | -9.23 | -9.23 | -9.23 | -9.23 | -9.23 | -9.23 | -9.23 | -9.23 | -9.23 | -9.23 | -9.23 | -9.23 | -9.23 | -9.23 | -9.23 | -9.23
27.1FP | Options impacting on Void properties - USPL input reductions as -ve | CUVPP | Ml/d | 2
28.1FP | Reduce distribution losses input as -ve | DSRDL | Ml/d | 2 | [6 empty] | -0.76 | -1.52 | -2.28 | -3.04 | -3.86 | -5.01 | -6.16 | -7.32 | -8.47 | -9.62 | -10.07 | -10.52 | -10.98 | -11.43 | -12.02 | -12.17 | -12.3 | -12.45 | -12.58 | -12.83 | -13.6 | -14.37 | -15.14 | -15.91 | -16.78 | -16.78 | -16.78 | -16.78 | -16.78 | -16.78 | -16.78 | -16.78 | -16.78 | -16.78 | -16.78 | -16.78 | -16.78 | -16.78 | -16.78 | -16.78 | -16.78 | -16.78 | -16.78 | -16.78 | -16.78 | -16.78 | -16.78 | -16.78 | -16.78 | -16.78 | -16.78 | -16.78 | -16.78 | -16.78 | -16.78 | -16.78 | -16.78 | -16.78 | -16.78 | -16.78 | -16.78 | -16.78 | -16.78 | -16.78 | -16.78 | -16.78 | -16.78 | -16.78 | -16.78 | -16.78 | -16.78 | -16.78 | -16.78 | -16.78 | -16.78
Table 3c: DYAA - Final plan | Back to top of sheet
WRMP24 reference | Component | Derivation | Unit | Decimal places | 2019-20 | 2020-21 | 2021-22 | 2022-23 | 2023-24 | 2024-25 | 2025-26 | 2026-27 | 2027-28 | 2028-29 | 2029-30 | 2030-31 | 2031-32 | 2032-33 | 2033-34 | 2034-35 | 2035-36 | 2036-37 | 2037-38 | 2038-39 | 2039-40 | 2040-41 | 2041-42 | 2042-43 | 2043-44 | 2044-45 | 2045-46 | 2046-47 | 2047-48 | 2048-49 | 2049-50 | 2050-51 | 2051-52 | 2052-53 | 2053-54 | 2054-55 | 2055-56 | 2056-57 | 2057-58 | 2058-59 | 2059-60 | 2060-61 | 2061-62 | 2062-63 | 2063-64 | 2064-65 | 2065-66 | 2066-67 | 2067-68 | 2068-69 | 2069-70 | 2070-71 | 2071-72 | 2072-73 | 2073-74 | 2074-75 | 2075-76 | 2076-77 | 2077-78 | 2078-79 | 2079-80 | 2080-81 | 2081-82 | 2082-83 | 2083-84 | 2084-85 | 2085-86 | 2086-87 | 2087-88 | 2088-89 | 2089-90 | 2090-91 | 2091-92 | 2092-93 | 2093-94 | 2094-95 | 2095-96 | 2096-97 | 2097-98 | 2098-99 | 2099-100 | 2099-101
1FP | Raw water abstracted | Input | Ml/d | 2 | 367.86 | 401.3 | 397.4 | 359.61 | 357.14 | 354.72 | 402.39 | 402.39 | 402.39 | 402.39 | 402.39 | 402.39 | 402.39 | 402.39 | 402.39 | 402.39 | 402.39 | 402.39 | 402.39 | 402.39 | 402.39 | 402.39 | 402.39 | 402.39 | 402.39 | 402.39 | 402.39 | 402.39 | 402.39 | 402.39 | 402.39 | 402.39 | 402.39 | 402.39 | 402.39 | 402.39 | 402.39 | 402.39 | 402.39 | 402.39 | 402.39 | 402.39 | 402.39 | 402.39 | 402.39 | 402.39 | 402.39 | 402.39 | 402.39 | 402.39 | 402.39 | 402.39 | 402.39 | 402.39 | 402.39 | 402.39 | 402.39 | 402.39 | 402.39 | 402.39 | 402.39 | 402.39 | 402.39 | 402.39 | 402.39 | 402.39 | 402.39 | 402.39 | 402.39 | 402.39 | 402.39 | 402.39 | 402.39 | 402.39 | 402.39 | 402.39 | 402.39 | 402.39 | 402.39 | 402.39 | 402.39
1.1FP | Non-potable water supplies | 1.1BL + 1.11FP | Ml/d | 2 | -2.3 | -2.3 | -2.3 | -2.3 | -2.3 | -2.3 | -2.3 | -2.3 | -2.3 | -2.3 | -2.3 | -2.3 | -2.3 | -2.3 | -2.3 | -2.3 | -2.3 | -2.3 | -2.3 | -2.3 | -2.3 | -2.3 | -2.3 | -2.3 | -2.3 | -2.3 | -2.3 | -2.3 | -2.3 | -2.3 | -2.3 | -2.3 | -2.3 | -2.3 | -2.3 | -2.3 | -2.3 | -2.3 | -2.3 | -2.3 | -2.3 | -2.3 | -2.3 | -2.3 | -2.3 | -2.3 | -2.3 | -2.3 | -2.3 | -2.3 | -2.3 | -2.3 | -2.3 | -2.3 | -2.3 | -2.3 | -2.3 | -2.3 | -2.3 | -2.3 | -2.3 | -2.3 | -2.3 | -2.3 | -2.3 | -2.3 | -2.3 | -2.3 | -2.3 | -2.3 | -2.3 | -2.3 | -2.3 | -2.3 | -2.3 | -2.3 | -2.3 | -2.3 | -2.3 | -2.3 | -2.3
2FP | Raw water imported | 2BL + 2.1FP | Ml/d | 2 | 0 | 0 | 0 | 0 | 0 | 0 | 0 | 0 | 0 | 0 | 0 | 0 | 0 | 0 | 0 | 0 | 0 | 0 | 0 | 0 | 0 | 0 | 0 | 0 | 0 | 0 | 0 | 0 | 0 | 0 | 0 | 0 | 0 | 0 | 0 | 0 | 0 | 0 | 0 | 0 | 0 | 0 | 0 | 0 | 0 | 0 | 0 | 0 | 0 | 0 | 0 | 0 | 0 | 0 | 0 | 0 | 0 | 0 | 0 | 0 | 0 | 0 | 0 | 0 | 0 | 0 | 0 | 0 | 0 | 0 | 0 | 0 | 0 | 0 | 0 | 0 | 0 | 0 | 0 | 0 | 0
3FP | Potable water imported | 3BL + 3.1FP | Ml/d | 2 | 0 | 0 | 0 | 0 | 0 | 0 | 0 | 0 | 0 | 0 | 0 | 0 | 0 | 0 | 0 | 0 | 0 | 0 | 0 | 0 | 0 | 0 | 0 | 0 | 0 | 0 | 0 | 0 | 0 | 0 | 0 | 0 | 0 | 0 | 0 | 0 | 0 | 0 | 0 | 0 | 0 | 0 | 0 | 0 | 0 | 0 | 0 | 0 | 0 | 0 | 0 | 0 | 0 | 0 | 0 | 0 | 0 | 0 | 0 | 0 | 0 | 0 | 0 | 0 | 0 | 0 | 0 | 0 | 0 | 0 | 0 | 0 | 0 | 0 | 0 | 0 | 0 | 0 | 0 | 0 | 0
4FP | Raw water exported enter as -ve | 4BL + 4.1FP | Ml/d | 2 | 0 | 0 | 0 | 0 | 0 | 0 | 0 | 0 | 0 | 0 | 0 | 0 | 0 | 0 | 0 | 0 | 0 | 0 | 0 | 0 | 0 | 0 | 0 | 0 | 0 | 0 | 0 | 0 | 0 | 0 | 0 | 0 | 0 | 0 | 0 | 0 | 0 | 0 | 0 | 0 | 0 | 0 | 0 | 0 | 0 | 0 | 0 | 0 | 0 | 0 | 0 | 0 | 0 | 0 | 0 | 0 | 0 | 0 | 0 | 0 | 0 | 0 | 0 | 0 | 0 | 0 | 0 | 0 | 0 | 0 | 0 | 0 | 0 | 0 | 0 | 0 | 0 | 0 | 0 | 0 | 0
5FP | Potable water exported enter as -ve | 5BL + 5.1FP | Ml/d | 2 | -41.6 | -44.18 | -41.97 | -41.6 | -41.6 | -41.6 | -42.06 | -42.06 | -42.06 | -42.06 | -42.06 | -42.06 | -42.06 | -42.06 | -42.06 | -42.06 | -42.06 | -42.06 | -42.06 | -42.06 | -42.06 | -42.06 | -42.06 | -42.06 | -42.06 | -42.06 | -42.06 | -42.06 | -42.06 | -42.06 | -42.06 | -42.06 | -42.06 | -42.06 | -42.06 | -42.06 | -42.06 | -42.06 | -42.06 | -42.06 | -42.06 | -42.06 | -42.06 | -42.06 | -42.06 | -42.06 | -42.06 | -42.06 | -42.06 | -42.06 | -42.06 | -42.06 | -42.06 | -42.06 | -42.06 | -42.06 | -42.06 | -42.06 | -42.06 | -42.06 | -42.06 | -42.06 | -42.06 | -42.06 | -42.06 | -42.06 | -42.06 | -42.06 | -42.06 | -42.06 | -42.06 | -42.06 | -42.06 | -42.06 | -42.06 | -42.06 | -42.06 | -42.06 | -42.06 | -42.06 | -42.06
6.1FP | Deployable Output post forecast changes | 6.1BL + 6.2FP + 6.3FP +7.01FP +7.02FP | Ml/d | 2 | 416.92 | 416.63 | 416.34 | 416.06 | 415.77 | 421.83 | 422.1 | 421.99 | 421.88 | 421.77 | 402.88 | 399.098 | 395.316 | 391.544 | 387.762 | 383.98 | 381.668 | 379.356 | 377.044 | 375.732 | 372.42 | 372.27 | 372.13 | 371.98 | 371.84 | 371.69 | 371.58 | 371.47 | 371.36 | 371.25 | 371.14 | 370.99 | 370.85 | 370.7 | 370.56 | 370.35 | 370.3 | 370.19 | 370.08 | 369.97 | 369.86 | 369.71 | 369.57 | 369.42 | 369.28 | 369.13 | 369.02 | 368.91 | 368.81 | 368.7 | 368.59 | 368.44 | 368.3 | 368.15 | 368.01 | 367.86 | 368.71 | 367.57 | 367.42 | 367.28 | 367.13 | 367.02 | 366.91 | 366.8 | 366.69 | 366.58 | 366.43 | 366.29 | 366.14 | 366 | 365.85 | 365.7 | 365.56 | 365.41 | 365.27 | 365.12 | 364.97 | 364.83 | 364.68 | 364.54 | 364.39
8FP | Raw water losses, treatment works losses and operational use | 8BL + 8.1FP + 8.2FP | Ml/d | 2 | 18.63 | 19.79 | 15.37 | 18.63 | 18.63 | 18.63 | 21.37 | 21.37 | 21.37 | 21.37 | 21.37 | 21.37 | 21.37 | 21.37 | 21.37 | 21.37 | 21.37 | 21.37 | 21.37 | 21.37 | 21.37 | 21.37 | 21.37 | 21.37 | 21.37 | 21.37 | 21.37 | 21.37 | 21.37 | 21.37 | 21.37 | 21.37 | 21.37 | 21.37 | 21.37 | 21.37 | 21.37 | 21.37 | 21.37 | 21.37 | 21.37 | 21.37 | 21.37 | 21.37 | 21.37 | 21.37 | 21.37 | 21.37 | 21.37 | 21.37 | 21.37 | 21.37 | 21.37 | 21.37 | 21.37 | 21.37 | 21.37 | 21.37 | 21.37 | 21.37 | 21.37 | 21.37 | 21.37 | 21.37 | 21.37 | 21.37 | 21.37 | 21.37 | 21.37 | 21.37 | 21.37 | 21.37 | 21.37 | 21.37 | 21.37 | 21.37 | 21.37 | 21.37 | 21.37 | 21.37 | 21.37
9FP | Total Outage Allowance | 9BL + 9.1FP | Ml/d | 2 | 8.28 | 11.98 | 23.04 | 8.28 | 8.28 | 8.28 | 10.1 | 10.1 | 10.1 | 10.1 | 10.1 | 10.1 | 10.1 | 10.1 | 10.1 | 10.1 | 10.1 | 10.1 | 10.1 | 10.1 | 10.1 | 10.1 | 10.1 | 10.1 | 10.1 | 10.1 | 10.1 | 10.1 | 10.1 | 10.1 | 10.1 | 10.1 | 10.1 | 10.1 | 10.1 | 10.1 | 10.1 | 10.1 | 10.1 | 10.1 | 10.1 | 10.1 | 10.1 | 10.1 | 10.1 | 10.1 | 10.1 | 10.1 | 10.1 | 10.1 | 10.1 | 10.1 | 10.1 | 10.1 | 10.1 | 10.1 | 10.1 | 10.1 | 10.1 | 10.1 | 10.1 | 10.1 | 10.1 | 10.1 | 10.1 | 10.1 | 10.1 | 10.1 | 10.1 | 10.1 | 10.1 | 10.1 | 10.1 | 10.1 | 10.1 | 10.1 | 10.1 | 10.1 | 10.1 | 10.1 | 10.1
10FP | Water Available For Use (own sources) | (6.1FP) - (8FP + 9FP) | Ml/d | 2 | 390.01 | 384.86 | 377.93 | 389.15 | 388.86 | 394.92 | 390.63 | 390.52 | 390.41 | 390.3 | 371.41 | 367.628 | 363.846 | 360.074 | 356.292 | 352.51 | 350.198 | 347.886 | 345.574 | 344.262 | 340.95 | 340.8 | 340.66 | 340.51 | 340.37 | 340.22 | 340.11 | 340 | 339.89 | 339.78 | 339.67 | 339.52 | 339.38 | 339.23 | 339.09 | 338.88 | 338.83 | 338.72 | 338.61 | 338.5 | 338.39 | 338.24 | 338.1 | 337.95 | 337.81 | 337.66 | 337.55 | 337.44 | 337.34 | 337.23 | 337.12 | 336.97 | 336.83 | 336.68 | 336.54 | 336.39 | 337.24 | 336.1 | 335.95 | 335.81 | 335.66 | 335.55 | 335.44 | 335.33 | 335.22 | 335.11 | 334.96 | 334.82 | 334.67 | 334.53 | 334.38 | 334.23 | 334.09 | 333.94 | 333.8 | 333.65 | 333.5 | 333.36 | 333.21 | 333.07 | 332.92
11FP | Total Water Available For Use | 10FP + sum (2FP:5FP) | Ml/d | 2 | 348.41 | 340.68 | 335.96 | 347.55 | 347.26 | 353.32 | 348.57 | 348.46 | 348.35 | 348.24 | 329.35 | 325.568 | 321.786 | 318.014 | 314.232 | 310.45 | 308.138 | 305.826 | 303.514 | 302.202 | 298.89 | 298.74 | 298.6 | 298.45 | 298.31 | 298.16 | 298.05 | 297.94 | 297.83 | 297.72 | 297.61 | 297.46 | 297.32 | 297.17 | 297.03 | 296.82 | 296.77 | 296.66 | 296.55 | 296.44 | 296.33 | 296.18 | 296.04 | 295.89 | 295.75 | 295.6 | 295.49 | 295.38 | 295.28 | 295.17 | 295.06 | 294.91 | 294.77 | 294.62 | 294.48 | 294.33 | 295.18 | 294.04 | 293.89 | 293.75 | 293.6 | 293.49 | 293.38 | 293.27 | 293.16 | 293.05 | 292.9 | 292.76 | 292.61 | 292.47 | 292.32 | 292.17 | 292.03 | 291.88 | 291.74 | 291.59 | 291.44 | 291.3 | 291.15 | 291.01 | 290.86
12FP | Water delivered measured non-household | 12BL + 12.2FP | Ml/d | 2 | 55.13 | 51.3 | 51.3 | 52.2829 | 52.7269 | 53.186 | 52.7334 | 52.3013 | 51.8391 | 51.3567 | 50.8626 | 50.606 | 50.3126 | 50.0133 | 49.7118 | 49.4153 | 48.9568 | 48.3603 | 47.7656 | 47.1722 | 46.5791 | 46.6842 | 46.7478 | 46.8114 | 46.8749 | 46.9385 | 47.0021 | 47.0656 | 47.1292 | 47.1928 | 47.2563 | 47.3199 | 47.3835 | 47.447 | 47.5106 | 47.5742 | 47.6378 | 47.7013 | 47.7649 | 47.8285 | 47.892 | 47.9556 | 48.0192 | 48.0827 | 48.1463 | 48.2099 | 48.2735 | 48.337 | 48.4006 | 48.4642 | 48.5277 | 48.5913 | 48.6549 | 48.7184 | 48.782 | 48.8456 | 48.9092 | 48.9727 | 49.0363 | 49.0999 | 49.1634 | 49.227 | 49.2906 | 49.3541 | 49.4177 | 49.4813 | 49.5448 | 49.6084 | 49.672 | 49.7356 | 49.7991 | 49.8627 | 49.9263 | 49.9898 | 50.0534 | 50.117 | 50.1805 | 50.2441 | 50.3077 | 50.3713 | 50.4348
12.1FP | Non-potable water consumption | Input | Ml/d | 2
13FP | Water delivered unmeasured non-household | 13BL + 13.1FP | Ml/d | 2 | 1.42 | 1.42 | 1.42 | 1.42 | 1.42 | 1.42 | 1.42 | 1.278 | 1.136 | 0.994 | 0.852 | 0.71 | 0.568 | 0.426 | 0.284 | 0.142 | 0 | 0 | 0 | 0 | 0 | 0 | 0 | 0 | 0 | 0 | 0 | 0 | 0 | 0 | 0 | 0 | 0 | 0 | 0 | 0 | 0 | 0 | 0 | 0 | 0 | 0 | 0 | 0 | 0 | 0 | 0 | 0 | 0 | 0 | 0 | 0 | 0 | 0 | 0 | 0 | 0 | 0 | 0 | 0 | 0 | 0 | 0 | 0 | 0 | 0 | 0 | 0 | 0 | 0 | 0 | 0 | 0 | 0 | 0 | 0 | 0 | 0 | 0 | 0 | 0
14FP | Water delivered measured household | 14BL + 14.1FP | Ml/d | 2 | 72.91 | 76.25 | 87.1424 | 87.8984 | 88.5348 | 88.9966 | 89.4905 | 99.3658 | 109.2801 | 119.2414 | 129.2146 | 139.0617 | 149.894 | 159.6965 | 169.482 | 178.2484 | 188.9346 | 187.8325 | 186.7195 | 185.5995 | 184.4753 | 184.0022 | 183.5859 | 183.043 | 182.6835 | 182.2344 | 182.2158 | 182.2039 | 182.1905 | 182.1755 | 182.3949 | 183.183 | 183.9747 | 184.7696 | 185.5681 | 186.3699 | 187.1752 | 187.9837 | 188.7957 | 189.6111 | 190.4298 | 191.252 | 192.0774 | 192.9057 | 193.737 | 194.5712 | 195.4082 | 196.2483 | 197.0911 | 197.9369 | 198.7858 | 199.6375 | 200.4923 | 201.3498 | 202.2104 | 203.0736 | 203.94 | 204.8094 | 205.6816 | 206.5567 | 207.4347 | 208.3157 | 209.1998 | 210.0867 | 210.9766 | 211.8693 | 212.7651 | 213.6638 | 214.5652 | 215.4698 | 216.3774 | 217.2878 | 218.2013 | 219.1178 | 220.037 | 220.9594 | 221.8847 | 222.813 | 223.7441 | 224.6784 | 225.6155
15FP | Water delivered unmeasured household | 15BL + 15.1FP | Ml/d | 2 | 128.32 | 126.08 | 141.8948 | 135.5892 | 129.4706 | 123.5407 | 121.1 | 109.319 | 97.538 | 85.757 | 73.976 | 62.195 | 50.414 | 38.633 | 26.852 | 15.071 | 3.29 | 3.29 | 3.29 | 3.29 | 3.29 | 3.29 | 3.29 | 3.29 | 3.29 | 3.29 | 3.29 | 3.29 | 3.29 | 3.29 | 3.29 | 3.29 | 3.29 | 3.29 | 3.29 | 3.29 | 3.29 | 3.29 | 3.29 | 3.29 | 3.29 | 3.29 | 3.29 | 3.29 | 3.29 | 3.29 | 3.29 | 3.29 | 3.29 | 3.29 | 3.29 | 3.29 | 3.29 | 3.29 | 3.29 | 3.29 | 3.29 | 3.29 | 3.29 | 3.29 | 3.29 | 3.29 | 3.29 | 3.29 | 3.29 | 3.29 | 3.29 | 3.29 | 3.29 | 3.29 | 3.29 | 3.29 | 3.29 | 3.29 | 3.29 | 3.29 | 3.29 | 3.29 | 3.29 | 3.29 | 3.29
16FP | Percentage of consumption driven by climate change | 16BL | % | 1 | 0% | 0% | 0% | 0% | 0.1% | 0.1% | 0.1% | 0.2% | 0.2% | 0.2% | 0.3% | 0.3% | 0.3% | 0.4% | 0.4% | 0.4% | 0.5% | 0.5% | 0.5% | 0.6% | 0.6% | 0.6% | 0.7% | 0.7% | 0.7% | 0.8% | 0.8% | 0.8% | 0.8% | 0.9% | 0.9% | 0.9% | 1% | 1% | 1% | 1.1% | 1.1% | 1.1% | 1.2% | 1.2% | 1.2% | 1.3% | 1.3% | 1.3% | 1.4% | 1.4% | 1.4% | 1.5% | 1.5% | 1.5% | 1.6% | 1.6% | 1.6% | 1.6% | 1.7% | 1.7% | 1.7% | 1.8% | 1.8% | 1.8% | 1.9% | 1.9% | 1.9% | 2% | 2% | 2% | 2.1% | 2.1% | 2.1% | 2.2% | 2.2% | 2.2% | 2.2% | 2.3% | 2.3% | 2.3% | 2.4% | 2.4% | 2.4% | 2.5% | 2.5%
17FP | Volume of consumption driven by climate change | 16FP * (12FP + sum(13FP:15FP) - sum (23FP:26FP)) | Ml/d | 2 | 0 | 0 | 0 | 0 | 0.25192 | 0.24673 | 0.24439 | 0.48425 | 0.47974 | 0.47529 | 0.70625 | 0.70009 | 0.69675 | 0.92044 | 0.91176 | 0.89907 | 1.1169 | 1.1099 | 1.1028 | 1.3149 | 1.3064 | 1.3067 | 1.5246 | 1.5246 | 1.5247 | 1.7425 | 1.7429 | 1.7433 | 1.7437 | 1.9621 | 1.9646 | 1.9723 | 2.2 | 2.2086 | 2.2172 | 2.4484 | 2.458 | 2.4676 | 2.7024 | 2.713 | 2.7235 | 2.962 | 2.9736 | 2.9852 | 3.2273 | 3.2399 | 3.2525 | 3.4984 | 3.512 | 3.5256 | 3.7753 | 3.7899 | 3.8046 | 3.8193 | 4.0738 | 4.0895 | 4.1053 | 4.3636 | 4.3804 | 4.3973 | 4.6595 | 4.6775 | 4.6955 | 4.9616 | 4.9807 | 4.9998 | 5.2699 | 5.2902 | 5.3104 | 5.5846 | 5.606 | 5.6274 | 5.6489 | 5.9282 | 5.9508 | 5.9735 | 6.2569 | 6.2807 | 6.3046 | 6.5922 | 6.6173
18FP | Measured Household - PCC | ((14FP - 25FP) * 1,000,000) / (39FP * 1000) | l/h/d | 1 | 128.5071 | 128.5933 | 142.3534 | 137.7548 | 133.2809 | 128.8724 | 128.7084 | 126.2539 | 124.3659 | 122.8965 | 121.682 | 120.6294 | 120.6282 | 119.7973 | 119.0644 | 117.7081 | 118.4703 | 117.36 | 116.2546 | 115.1601 | 114.0746 | 113.5134 | 112.9555 | 112.4073 | 111.8553 | 111.3146 | 110.8043 | 110.3849 | 109.9663 | 109.5487 | 109.2842 | 109.3854 | 109.4869 | 109.5885 | 109.6905 | 109.7926 | 109.895 | 109.9974 | 110.1002 | 110.203 | 110.3058 | 110.4089 | 110.5119 | 110.6147 | 110.7173 | 110.8197 | 110.9218 | 111.0238 | 111.1253 | 111.2268 | 111.3281 | 111.4288 | 111.5296 | 111.6298 | 111.7299 | 111.8295 | 111.929 | 112.0281 | 112.1269 | 112.2253 | 112.3235 | 112.4213 | 112.5188 | 112.6158 | 112.7126 | 112.8089 | 112.905 | 113.0006 | 113.0957 | 113.1907 | 113.2852 | 113.3792 | 113.4729 | 113.5662 | 113.6589 | 113.7514 | 113.8435 | 113.935 | 114.0261 | 114.1169 | 114.2072
19FP | Unmeasured Household - PCC | ((15FP - 26FP) * 1,000,000) / (40FP * 1000) | l/h/d | 1 | 137.8741 | 137.7296 | 159.5731 | 154.6823 | 149.8699 | 145.1174 | 142.6549 | 142.7881 | 142.9538 | 143.1654 | 143.4452 | 143.8324 | 144.4038 | 145.3314 | 147.0994 | 151.7961 | 143.8171 | 143.8171 | 143.8171 | 143.8171 | 143.8171 | 143.8171 | 143.8171 | 143.8171 | 143.8171 | 143.8171 | 143.8171 | 143.8171 | 143.8171 | 143.8171 | 143.8171 | 143.8171 | 143.8171 | 143.8171 | 143.8171 | 143.8171 | 143.8171 | 143.8171 | 143.8171 | 143.8171 | 143.8171 | 143.8171 | 143.8171 | 143.8171 | 143.8171 | 143.8171 | 143.8171 | 143.8171 | 143.8171 | 143.8171 | 143.8171 | 143.8171 | 143.8171 | 143.8171 | 143.8171 | 143.8171 | 143.8171 | 143.8171 | 143.8171 | 143.8171 | 143.8171 | 143.8171 | 143.8171 | 143.8171 | 143.8171 | 143.8171 | 143.8171 | 143.8171 | 143.8171 | 143.8171 | 143.8171 | 143.8171 | 143.8171 | 143.8171 | 143.8171 | 143.8171 | 143.8171 | 143.8171 | 143.8171 | 143.8171 | 143.8171
20FP | Average Household - PCC | (((14FP - 25FP) + (15FP - 26FP)) * 1,000,000)/ ((39FP + 40FP) * 1,000) | l/h/d | 1 | 134.355 | 134.1675 | 152.6217 | 147.625 | 142.7363 | 137.9229 | 136.5166 | 134.5575 | 132.6406 | 130.7761 | 128.9276 | 127.0745 | 125.9361 | 124.1205 | 122.3147 | 119.8593 | 118.7437 | 117.6441 | 116.5492 | 115.465 | 114.3895 | 113.8329 | 113.2793 | 112.7354 | 112.1877 | 111.6511 | 111.1446 | 110.7282 | 110.3126 | 109.8981 | 109.6349 | 109.7338 | 109.833 | 109.9323 | 110.032 | 110.1319 | 110.232 | 110.3322 | 110.4327 | 110.5333 | 110.634 | 110.7348 | 110.8356 | 110.9362 | 111.0367 | 111.1369 | 111.2369 | 111.3368 | 111.4362 | 111.5356 | 111.6348 | 111.7335 | 111.8322 | 111.9304 | 112.0285 | 112.126 | 112.2236 | 112.3208 | 112.4175 | 112.514 | 112.6102 | 112.7062 | 112.8018 | 112.8969 | 112.9918 | 113.0862 | 113.1804 | 113.2742 | 113.3675 | 113.4607 | 113.5533 | 113.6456 | 113.7375 | 113.829 | 113.92 | 114.0108 | 114.1011 | 114.1909 | 114.2804 | 114.3695 | 114.4581
21FP | Water taken unbilled | 21BL + 21.1FP | Ml/d | 2 | 1.76 | 1.76 | 1.76 | 1.76 | 1.76 | 1.76 | 1.76 | 1.76 | 1.76 | 1.76 | 1.76 | 1.76 | 1.76 | 1.76 | 1.76 | 1.76 | 1.76 | 1.76 | 1.76 | 1.76 | 1.76 | 1.76 | 1.76 | 1.76 | 1.76 | 1.76 | 1.76 | 1.76 | 1.76 | 1.76 | 1.76 | 1.76 | 1.76 | 1.76 | 1.76 | 1.76 | 1.76 | 1.76 | 1.76 | 1.76 | 1.76 | 1.76 | 1.76 | 1.76 | 1.76 | 1.76 | 1.76 | 1.76 | 1.76 | 1.76 | 1.76 | 1.76 | 1.76 | 1.76 | 1.76 | 1.76 | 1.76 | 1.76 | 1.76 | 1.76 | 1.76 | 1.76 | 1.76 | 1.76 | 1.76 | 1.76 | 1.76 | 1.76 | 1.76 | 1.76 | 1.76 | 1.76 | 1.76 | 1.76 | 1.76 | 1.76 | 1.76 | 1.76 | 1.76 | 1.76 | 1.76
22FP | Distribution system operational use | 22BL + 22.1FP | Ml/d | 2 | 0.42 | 0.42 | 0.42 | 0.42 | 0.42 | 0.42 | 0.42 | 0.42 | 0.42 | 0.42 | 0.42 | 0.42 | 0.42 | 0.42 | 0.42 | 0.42 | 0.42 | 0.42 | 0.42 | 0.42 | 0.42 | 0.42 | 0.42 | 0.42 | 0.42 | 0.42 | 0.42 | 0.42 | 0.42 | 0.42 | 0.42 | 0.42 | 0.42 | 0.42 | 0.42 | 0.42 | 0.42 | 0.42 | 0.42 | 0.42 | 0.42 | 0.42 | 0.42 | 0.42 | 0.42 | 0.42 | 0.42 | 0.42 | 0.42 | 0.42 | 0.42 | 0.42 | 0.42 | 0.42 | 0.42 | 0.42 | 0.42 | 0.42 | 0.42 | 0.42 | 0.42 | 0.42 | 0.42 | 0.42 | 0.42 | 0.42 | 0.42 | 0.42 | 0.42 | 0.42 | 0.42 | 0.42 | 0.42 | 0.42 | 0.42 | 0.42 | 0.42 | 0.42 | 0.42 | 0.42 | 0.42
23FP | Measured Non Household - USPL | 23BL + 23.1FP | Ml/d | 2 | 0.74 | 0.74 | 0.74 | 0.74 | 0.74 | 0.74 | 0.74 | 0.74 | 0.74 | 0.74 | 0.74 | 0.74 | 0.74 | 0.74 | 0.74 | 0.74 | 0.74 | 0.74 | 0.74 | 0.74 | 0.74 | 0.74 | 0.74 | 0.74 | 0.74 | 0.74 | 0.74 | 0.74 | 0.74 | 0.74 | 0.74 | 0.74 | 0.74 | 0.74 | 0.74 | 0.74 | 0.74 | 0.74 | 0.74 | 0.74 | 0.74 | 0.74 | 0.74 | 0.74 | 0.74 | 0.74 | 0.74 | 0.74 | 0.74 | 0.74 | 0.74 | 0.74 | 0.74 | 0.74 | 0.74 | 0.74 | 0.74 | 0.74 | 0.74 | 0.74 | 0.74 | 0.74 | 0.74 | 0.74 | 0.74 | 0.74 | 0.74 | 0.74 | 0.74 | 0.74 | 0.74 | 0.74 | 0.74 | 0.74 | 0.74 | 0.74 | 0.74 | 0.74 | 0.74 | 0.74 | 0.74
24FP | Unmeasured Non Household - USPL | 24BL + 24.1FP | Ml/d | 2 | 0.11 | 0.11 | 0.11 | 0.11 | 0.11 | 0.11 | 0.11 | 0.11 | 0.11 | 0.11 | 0.11 | 0.11 | 0.11 | 0.11 | 0.11 | 0.11 | 0.11 | 0.11 | 0.11 | 0.11 | 0.11 | 0.11 | 0.11 | 0.11 | 0.11 | 0.11 | 0.11 | 0.11 | 0.11 | 0.11 | 0.11 | 0.11 | 0.11 | 0.11 | 0.11 | 0.11 | 0.11 | 0.11 | 0.11 | 0.11 | 0.11 | 0.11 | 0.11 | 0.11 | 0.11 | 0.11 | 0.11 | 0.11 | 0.11 | 0.11 | 0.11 | 0.11 | 0.11 | 0.11 | 0.11 | 0.11 | 0.11 | 0.11 | 0.11 | 0.11 | 0.11 | 0.11 | 0.11 | 0.11 | 0.11 | 0.11 | 0.11 | 0.11 | 0.11 | 0.11 | 0.11 | 0.11 | 0.11 | 0.11 | 0.11 | 0.11 | 0.11 | 0.11 | 0.11 | 0.11 | 0.11
25FP | Measured Household - USPL | 25BL + 25.1FP | Ml/d | 2 | 7.31 | 7.69 | 8.08 | 8.43 | 8.78 | 9.14 | 10.197 | 10.904 | 11.611 | 12.318 | 13.025 | 13.668 | 14.321 | 14.964 | 15.617 | 16.26 | 15.96 | 15.66 | 15.36 | 15.06 | 14.76 | 14.34 | 13.98 | 13.49 | 13.19 | 12.8 | 12.8 | 12.8 | 12.8 | 12.8 | 12.8 | 12.8 | 12.8 | 12.8 | 12.8 | 12.8 | 12.8 | 12.8 | 12.8 | 12.8 | 12.8 | 12.8 | 12.8 | 12.8 | 12.8 | 12.8 | 12.8 | 12.8 | 12.8 | 12.8 | 12.8 | 12.8 | 12.8 | 12.8 | 12.8 | 12.8 | 12.8 | 12.8 | 12.8 | 12.8 | 12.8 | 12.8 | 12.8 | 12.8 | 12.8 | 12.8 | 12.8 | 12.8 | 12.8 | 12.8 | 12.8 | 12.8 | 12.8 | 12.8 | 12.8 | 12.8 | 12.8 | 12.8 | 12.8 | 12.8 | 12.8
26FP | Unmeasured Household - USPL | 26BL + 26.1BL | Ml/d | 2 | 11.36 | 11.17 | 10.98 | 10.79 | 10.6 | 10.42 | 9.307 | 8.384 | 7.461 | 6.538 | 5.615 | 4.692 | 3.769 | 2.846 | 1.923 | 1 | 1 | 1 | 1 | 1 | 1 | 1 | 1 | 1 | 1 | 1 | 1 | 1 | 1 | 1 | 1 | 1 | 1 | 1 | 1 | 1 | 1 | 1 | 1 | 1 | 1 | 1 | 1 | 1 | 1 | 1 | 1 | 1 | 1 | 1 | 1 | 1 | 1 | 1 | 1 | 1 | 1 | 1 | 1 | 1 | 1 | 1 | 1 | 1 | 1 | 1 | 1 | 1 | 1 | 1 | 1 | 1 | 1 | 1 | 1 | 1 | 1 | 1 | 1 | 1 | 1
27FP | Void Properties - USPL | 27BL + 27.1FP | Ml/d | 2 | 0.98 | 0.98 | 0.98 | 0.98 | 0.98 | 0.98 | 0.98 | 0.98 | 0.98 | 0.98 | 0.98 | 0.98 | 0.98 | 0.98 | 0.98 | 0.98 | 0.98 | 0.98 | 0.98 | 0.98 | 0.98 | 0.98 | 0.98 | 0.98 | 0.98 | 0.98 | 0.98 | 0.98 | 0.98 | 0.98 | 0.98 | 0.98 | 0.98 | 0.98 | 0.98 | 0.98 | 0.98 | 0.98 | 0.98 | 0.98 | 0.98 | 0.98 | 0.98 | 0.98 | 0.98 | 0.98 | 0.98 | 0.98 | 0.98 | 0.98 | 0.98 | 0.98 | 0.98 | 0.98 | 0.98 | 0.98 | 0.98 | 0.98 | 0.98 | 0.98 | 0.98 | 0.98 | 0.98 | 0.98 | 0.98 | 0.98 | 0.98 | 0.98 | 0.98 | 0.98 | 0.98 | 0.98 | 0.98 | 0.98 | 0.98 | 0.98 | 0.98 | 0.98 | 0.98 | 0.98 | 0.98
28FP | Distribution losses | 28BL + 28.1FP | Ml/d | 2 | 51.9 | 50.41 | 48.51 | 45.75 | 42.89 | 40.11 | 37.19 | 36.43 | 35.67 | 34.91 | 34.09 | 32.94 | 31.79 | 30.63 | 29.48 | 28.33 | 27.88 | 27.43 | 26.97 | 26.52 | 25.93 | 25.78 | 25.65 | 25.5 | 25.37 | 25.12 | 24.35 | 23.58 | 22.81 | 22.04 | 21.17 | 21.17 | 21.17 | 21.17 | 21.17 | 21.17 | 21.17 | 21.17 | 21.17 | 21.17 | 21.17 | 21.17 | 21.17 | 21.17 | 21.17 | 21.17 | 21.17 | 21.17 | 21.17 | 21.17 | 21.17 | 21.17 | 21.17 | 21.17 | 21.17 | 21.17 | 21.17 | 21.17 | 21.17 | 21.17 | 21.17 | 21.17 | 21.17 | 21.17 | 21.17 | 21.17 | 21.17 | 21.17 | 21.17 | 21.17 | 21.17 | 21.17 | 21.17 | 21.17 | 21.17 | 21.17 | 21.17 | 21.17 | 21.17 | 21.17 | 21.17
29FP | Total Leakage | sum (23FP:28FP) | Ml/d | 2 | 72.4 | 71.1 | 69.4 | 66.8 | 64.1 | 61.5 | 58.524 | 57.548 | 56.572 | 55.596 | 54.56 | 53.13 | 51.71 | 50.27 | 48.85 | 47.42 | 46.67 | 45.92 | 45.16 | 44.41 | 43.52 | 42.95 | 42.46 | 41.82 | 41.39 | 40.75 | 39.98 | 39.21 | 38.44 | 37.67 | 36.8 | 36.8 | 36.8 | 36.8 | 36.8 | 36.8 | 36.8 | 36.8 | 36.8 | 36.8 | 36.8 | 36.8 | 36.8 | 36.8 | 36.8 | 36.8 | 36.8 | 36.8 | 36.8 | 36.8 | 36.8 | 36.8 | 36.8 | 36.8 | 36.8 | 36.8 | 36.8 | 36.8 | 36.8 | 36.8 | 36.8 | 36.8 | 36.8 | 36.8 | 36.8 | 36.8 | 36.8 | 36.8 | 36.8 | 36.8 | 36.8 | 36.8 | 36.8 | 36.8 | 36.8 | 36.8 | 36.8 | 36.8 | 36.8 | 36.8 | 36.8
30FP | Leakage/property | (29FP * 1,000,000) / (36FP * 1,000) | l/prop/d | 2 | 120.8017 | 117.0128 | 112.685 | 107.5512 | 102.3261 | 97.3766 | 94.2622 | 91.8806 | 89.5257 | 87.198 | 84.8149 | 81.8576 | 78.9674 | 76.0971 | 73.3064 | 70.5484 | 68.8403 | 67.1607 | 65.4947 | 63.8705 | 62.0733 | 60.7581 | 59.5762 | 58.2045 | 57.1445 | 55.8135 | 54.3638 | 52.9347 | 51.5258 | 50.1366 | 48.6347 | 48.2953 | 47.9605 | 47.6301 | 47.3042 | 46.9825 | 46.665 | 46.3517 | 46.0424 | 45.7371 | 45.4357 | 45.1381 | 44.8442 | 44.5541 | 44.2675 | 43.9845 | 43.7049 | 43.4288 | 43.156 | 42.8865 | 42.6203 | 42.3572 | 42.0972 | 41.8403 | 41.5865 | 41.3355 | 41.0875 | 40.8423 | 40.6 | 40.3604 | 40.1235 | 39.8892 | 39.6576 | 39.4286 | 39.2021 | 38.9781 | 38.7566 | 38.5375 | 38.3207 | 38.1063 | 37.8941 | 37.6843 | 37.4766 | 37.2712 | 37.0679 | 36.8667 | 36.6676 | 36.4705 | 36.2755 | 36.0825 | 35.8915
31FP | Measured Non Household - properties | Input | 000's | 2 | 26.533 | 29.758 | 29.76 | 29.76 | 29.76 | 29.76 | 29.76 | 30.1578 | 30.5556 | 30.9534 | 31.3512 | 31.749 | 32.1468 | 32.5446 | 32.9424 | 33.3402 | 33.738 | 33.74 | 33.74 | 33.74 | 33.74 | 33.74 | 33.74 | 33.74 | 33.74 | 33.74 | 33.74 | 33.74 | 33.74 | 33.74 | 33.74 | 33.74 | 33.74 | 33.74 | 33.74 | 33.74 | 33.74 | 33.74 | 33.74 | 33.74 | 33.74 | 33.74 | 33.74 | 33.74 | 33.74 | 33.74 | 33.74 | 33.74 | 33.74 | 33.74 | 33.74 | 33.74 | 33.74 | 33.74 | 33.74 | 33.74 | 33.74 | 33.74 | 33.74 | 33.74 | 33.74 | 33.74 | 33.74 | 33.74 | 33.74 | 33.74 | 33.74 | 33.74 | 33.74 | 33.74 | 33.74 | 33.74 | 33.74 | 33.74 | 33.74 | 33.74 | 33.74 | 33.74 | 33.74 | 33.74 | 33.74
32FP | Unmeasured Non Household - properties | Input | 000's | 2 | 2.865 | 3.987 | 3.978 | 3.978 | 3.978 | 3.978 | 3.978 | 3.5802 | 3.1824 | 2.7846 | 2.3868 | 1.989 | 1.5912 | 1.1934 | 0.7956 | 0.3978 | 0 | 0 | 0 | 0 | 0 | 0 | 0 | 0 | 0 | 0 | 0 | 0 | 0 | 0 | 0 | 0 | 0 | 0 | 0 | 0 | 0 | 0 | 0 | 0 | 0 | 0 | 0 | 0 | 0 | 0 | 0 | 0 | 0 | 0 | 0 | 0 | 0 | 0 | 0 | 0 | 0 | 0 | 0 | 0 | 0 | 0 | 0 | 0 | 0 | 0 | 0 | 0 | 0 | 0 | 0 | 0 | 0 | 0 | 0 | 0 | 0 | 0 | 0 | 0 | 0
33FP | All void non-households - properties | Input | 000's | 2 | 4.372 | 4.265 | 4.372 | 4.372 | 4.372 | 4.372 | 4.372 | 4.372 | 4.372 | 4.372 | 4.372 | 4.372 | 4.372 | 4.372 | 4.372 | 4.372 | 4.372 | 4.372 | 4.372 | 4.372 | 4.372 | 4.372 | 4.372 | 4.372 | 4.372 | 4.372 | 4.372 | 4.372 | 4.372 | 4.372 | 4.372 | 4.372 | 4.372 | 4.372 | 4.372 | 4.372 | 4.372 | 4.372 | 4.372 | 4.372 | 4.372 | 4.372 | 4.372 | 4.372 | 4.372 | 4.372 | 4.372 | 4.372 | 4.372 | 4.372 | 4.372 | 4.372 | 4.372 | 4.372 | 4.372 | 4.372 | 4.372 | 4.372 | 4.372 | 4.372 | 4.372 | 4.372 | 4.372 | 4.372 | 4.372 | 4.372 | 4.37 | 4.37 | 4.37 | 4.37 | 4.37 | 4.37 | 4.37 | 4.37 | 4.37 | 4.37 | 4.37 | 4.37 | 4.37 | 4.37 | 4.37
34FP | Measured households - properties (excl. void) | Year before + sum (34.1BL:34.6BL) | 000's | 2 | 218.671 | 230.2007 | 241.6442 | 252.1942 | 262.8634 | 273.3577 | 307.438 | 341.6184 | 375.8987 | 410.2791 | 444.6808 | 479.1512 | 513.6215 | 548.0919 | 582.5622 | 604.0326 | 609.8159 | 615.6018 | 621.3901 | 627.181 | 632.9743 | 638.7702 | 644.5686 | 650.3695 | 656.1729 | 661.9788 | 667.2845 | 672.5925 | 677.9028 | 683.2154 | 688.5302 | 693.8474 | 699.1668 | 704.4885 | 709.8125 | 715.1388 | 720.4674 | 725.7982 | 731.1313 | 736.4667 | 741.8044 | 747.1444 | 752.4866 | 757.8312 | 763.178 | 768.5271 | 773.8785 | 779.2322 | 784.5881 | 789.9463 | 795.3069 | 800.6697 | 806.0347 | 811.4021 | 816.7717 | 822.1437 | 827.5179 | 832.8944 | 838.2732 | 843.6542 | 849.0376 | 854.4232 | 859.8111 | 865.2013 | 870.5938 | 875.9885 | 881.3856 | 886.7849 | 892.1865 | 897.5904 | 902.9966 | 908.405 | 913.8158 | 919.2288 | 924.6441 | 930.0617 | 935.4815 | 940.9037 | 946.3281 | 951.7548 | 957.1838
34.1FP | New build properties - properties | Input (new builds in each year) | 000's | 2 | 2.9915 | 6.1284 | 6.0783 | 5.2232 | 5.329 | 5.1403 | 5.2403 | 5.3403 | 5.4403 | 5.5404 | 5.5618 | 5.6304 | 5.6304 | 5.6304 | 5.6304 | 5.6304 | 5.6304 | 5.6304 | 5.6304 | 5.6304 | 5.6304 | 5.6304 | 5.6304 | 5.6304 | 5.6304 | 5.6304 | 5.1304 | 5.1304 | 5.1304 | 5.1304 | 5.1304 | 5.1304 | 5.1304 | 5.1304 | 5.1304 | 5.1304 | 5.1304 | 5.1304 | 5.1304 | 5.1304 | 5.1304 | 5.1304 | 5.1304 | 5.1304 | 5.1304 | 5.1304 | 5.1304 | 5.1304 | 5.1304 | 5.1304 | 5.1304 | 5.1304 | 5.1304 | 5.1304 | 5.1304 | 5.1304 | 5.1304 | 5.1304 | 5.1304 | 5.1304 | 5.1304 | 5.1304 | 5.1304 | 5.1304 | 5.1304 | 5.1304 | 5.1304 | 5.1304 | 5.1304 | 5.1304 | 5.1304 | 5.1304 | 5.1304 | 5.1304 | 5.1304 | 5.1304 | 5.1304 | 5.1304 | 5.1304 | 5.1304 | 5.1304
34.2FP | Meter optants - properties | Input (meter optants in each year) | 000's | 2 | 5.65 | 5.4013 | 5.3652 | 5.3268 | 5.3401 | 5.3541 | 9 | 9 | 9 | 9 | 9 | 9 | 9 | 9 | 9 | 9 | 0.153 | 0.1555 | 0.15801 | 0.16051 | 0.16302 | 0.16552 | 0.16803 | 0.17053 | 0.17304 | 0.17554 | 0.17538 | 0.17766 | 0.17994 | 0.18223 | 0.18451 | 0.18679 | 0.18908 | 0.19136 | 0.19364 | 0.19592 | 0.19821 | 0.20049 | 0.20277 | 0.20506 | 0.20734 | 0.20962 | 0.2119 | 0.21419 | 0.21647 | 0.21875 | 0.22103 | 0.22332 | 0.2256 | 0.22788 | 0.23017 | 0.23245 | 0.23473 | 0.23701 | 0.2393 | 0.24158 | 0.24386 | 0.24615 | 0.24843 | 0.25071 | 0.25299 | 0.25528 | 0.25756 | 0.25984 | 0.26212 | 0.26441 | 0.26669 | 0.26897 | 0.27126 | 0.27354 | 0.27582 | 0.2781 | 0.28039 | 0.28267 | 0.28495 | 0.28723 | 0.28952 | 0.2918 | 0.29408 | 0.29637 | 0.29865
34.3FP | Compulsory metering - properties | Input (compulsory meters in each year) | 000's | 2 | 0 | 0 | 0 | 0 | 0 | 0 | 19.84 | 19.84 | 19.84 | 19.84 | 19.84 | 19.84 | 19.84 | 19.84 | 19.84 | 6.84 | 0 | 0 | 0 | 0 | 0 | 0 | 0 | 0 | 0 | 0 | 0 | 0 | 0 | 0 | 0 | 0 | 0 | 0 | 0 | 0 | 0 | 0 | 0 | 0 | 0 | 0 | 0 | 0 | 0 | 0 | 0 | 0 | 0 | 0 | 0 | 0 | 0 | 0 | 0 | 0 | 0 | 0 | 0 | 0 | 0 | 0 | 0 | 0 | 0 | 0 | 0 | 0 | 0 | 0 | 0 | 0 | 0 | 0 | 0 | 0 | 0 | 0 | 0 | 0 | 0
34.4FP | Metering on change of occupancy - properties | Input (change of occupancy meters in each year) | 000's | 2 | 0 | 0 | 0 | 0 | 0 | 0 | 0 | 0 | 0 | 0 | 0 | 0 | 0 | 0 | 0 | 0 | 0 | 0 | 0 | 0 | 0 | 0 | 0 | 0 | 0 | 0 | 0 | 0 | 0 | 0 | 0 | 0 | 0 | 0 | 0 | 0 | 0 | 0 | 0 | 0 | 0 | 0 | 0 | 0 | 0 | 0 | 0 | 0 | 0 | 0 | 0 | 0 | 0 | 0 | 0 | 0 | 0 | 0 | 0 | 0 | 0 | 0 | 0 | 0 | 0 | 0 | 0 | 0 | 0 | 0 | 0 | 0 | 0 | 0 | 0 | 0 | 0 | 0 | 0 | 0 | 0
34.5FP | Selective metering - properties | Input (selective meters in each year) | 000's | 2 | 0 | 0 | 0 | 0 | 0 | 0 | 0 | 0 | 0 | 0 | 0 | 0 | 0 | 0 | 0 | 0 | 0 | 0 | 0 | 0 | 0 | 0 | 0 | 0 | 0 | 0 | 0 | 0 | 0 | 0 | 0 | 0 | 0 | 0 | 0 | 0 | 0 | 0 | 0 | 0 | 0 | 0 | 0 | 0 | 0 | 0 | 0 | 0 | 0 | 0 | 0 | 0 | 0 | 0 | 0 | 0 | 0 | 0 | 0 | 0 | 0 | 0 | 0 | 0 | 0 | 0 | 0 | 0 | 0 | 0 | 0 | 0 | 0 | 0 | 0 | 0 | 0 | 0 | 0 | 0 | 0
34.6FP | Other changes to existing metering - properties | Input (other changes to meters in each year) | 000's | 2 | 0 | 0 | 0 | 0 | 0 | 0 | 0 | 0 | 0 | -1.1642e-13 | 5.8208e-14 | -5.8208e-14 | -5.8208e-14 | 0 | -5.8208e-14 | 0 | 0 | 0 | 0 | -5.8208e-14 | 0 | 0 | 5.8208e-14 | 0 | 0 | 0 | 0 | 0 | 0 | 0 | -5.8208e-14 | 5.8208e-14 | 0 | -1.1642e-13 | -1.1642e-13 | 0 | 0 | 0 | 0 | 0 | -1.1642e-13 | 0 | -1.1642e-13 | 0 | -1.1642e-13 | 0 | 0 | -1.1642e-13 | 0 | 0 | 0 | 0 | 0 | 0 | -1.1642e-13 | 0 | -1.1642e-13 | 0 | 0 | 0 | 0 | 0 | 0 | -1.1642e-13 | 0 | 0 | 0 | 0 | 0 | 0 | 0 | 0 | 0 | 0 | 0 | 0 | 0 | 0 | 0 | 0 | 0
34.7FP | Measured household void properties | Input | 000's | 2 | 7.479 | 7.479 | 7.479 | 7.479 | 7.479 | 7.479 | 7.479 | 7.479 | 7.479 | 7.479 | 7.479 | 7.479 | 7.479 | 7.479 | 7.479 | 7.479 | 7.479 | 7.479 | 7.479 | 7.479 | 7.479 | 7.479 | 7.479 | 7.479 | 7.479 | 7.479 | 7.479 | 7.479 | 7.479 | 7.479 | 7.479 | 7.479 | 7.479 | 7.479 | 7.479 | 7.479 | 7.479 | 7.479 | 7.479 | 7.479 | 7.479 | 7.479 | 7.479 | 7.479 | 7.479 | 7.479 | 7.479 | 7.479 | 7.479 | 7.479 | 7.479 | 7.479 | 7.479 | 7.479 | 7.479 | 7.479 | 7.479 | 7.479 | 7.479 | 7.479 | 7.479 | 7.479 | 7.479 | 7.479 | 7.479 | 7.479 | 7.479 | 7.479 | 7.479 | 7.479 | 7.479 | 7.479 | 7.479 | 7.479 | 7.479 | 7.479 | 7.479 | 7.479 | 7.479 | 7.479 | 7.479
35FP | Unmeasured households - properties (excl. void) | Input | 000's | 2 | 323.4675 | 315.994 | 312.701 | 307.3742 | 302.0341 | 296.68 | 251.895 | 223.1853 | 194.4781 | 165.7734 | 137.0713 | 108.3718 | 79.6747 | 50.9802 | 22.2882 | 6.5987 | 6.5987 | 6.5987 | 6.5987 | 6.5987 | 6.5987 | 6.5987 | 6.5987 | 6.5987 | 6.5987 | 6.5987 | 6.5987 | 6.5987 | 6.5987 | 6.5987 | 6.5987 | 6.5987 | 6.5987 | 6.5987 | 6.5987 | 6.5987 | 6.5987 | 6.5987 | 6.5987 | 6.5987 | 6.5987 | 6.5987 | 6.5987 | 6.5987 | 6.5987 | 6.5987 | 6.5987 | 6.5987 | 6.5987 | 6.5987 | 6.5987 | 6.5987 | 6.5987 | 6.5987 | 6.5987 | 6.5987 | 6.5987 | 6.5987 | 6.5987 | 6.5987 | 6.5987 | 6.5987 | 6.5987 | 6.5987 | 6.5987 | 6.5987 | 6.5987 | 6.5987 | 6.5987 | 6.5987 | 6.5987 | 6.5987 | 6.5987 | 6.5987 | 6.5987 | 6.5987 | 6.5987 | 6.5987 | 6.5987 | 6.5987 | 6.5987
35.1FP | Unmeasured household void properties | Input | 000's | 2 | 15.942 | 15.942 | 15.942 | 15.942 | 15.942 | 15.942 | 15.942 | 15.942 | 15.942 | 15.942 | 15.942 | 15.942 | 15.942 | 15.942 | 15.942 | 15.942 | 15.942 | 15.942 | 15.942 | 15.942 | 15.942 | 15.942 | 15.942 | 15.942 | 15.942 | 15.942 | 15.942 | 15.942 | 15.942 | 15.942 | 15.942 | 15.942 | 15.942 | 15.942 | 15.942 | 15.942 | 15.942 | 15.942 | 15.942 | 15.942 | 15.942 | 15.942 | 15.942 | 15.942 | 15.942 | 15.942 | 15.942 | 15.942 | 15.942 | 15.942 | 15.942 | 15.942 | 15.942 | 15.942 | 15.942 | 15.942 | 15.942 | 15.942 | 15.942 | 15.942 | 15.942 | 15.942 | 15.942 | 15.942 | 15.942 | 15.942 | 15.942 | 15.942 | 15.942 | 15.942 | 15.942 | 15.942 | 15.942 | 15.942 | 15.942 | 15.942 | 15.942 | 15.942 | 15.942 | 15.942 | 15.942
36FP | Total Resource Zone Properties (incl. voids) | sum (31FP:34FP) + 34.7FP + 35BL + 35.1BL | 000's | 2 | 599.3295 | 607.6257 | 615.8762 | 621.0994 | 626.4284 | 631.5687 | 620.8641 | 626.3347 | 631.9078 | 637.5835 | 643.2831 | 649.0539 | 654.8273 | 660.6031 | 666.3814 | 672.1623 | 677.9456 | 683.7335 | 689.5218 | 695.3127 | 701.1061 | 706.9019 | 712.7003 | 718.5012 | 724.3046 | 730.1105 | 735.4162 | 740.7242 | 746.0345 | 751.3471 | 756.6619 | 761.9791 | 767.2985 | 772.6202 | 777.9442 | 783.2705 | 788.5991 | 793.9299 | 799.263 | 804.5984 | 809.9361 | 815.2761 | 820.6183 | 825.9629 | 831.3097 | 836.6588 | 842.0102 | 847.3639 | 852.7198 | 858.078 | 863.4386 | 868.8014 | 874.1664 | 879.5338 | 884.9034 | 890.2754 | 895.6496 | 901.0261 | 906.4049 | 911.7859 | 917.1693 | 922.5549 | 927.9428 | 933.333 | 938.7255 | 944.1202 | 949.5153 | 954.9146 | 960.3162 | 965.7201 | 971.1263 | 976.5347 | 981.9455 | 987.3585 | 992.7738 | 998.1914 | 1003.6112 | 1009.0334 | 1014.4578 | 1019.8845 | 1025.3135
37FP | Measured Non Household - Population | Input | 000's | 2 | 15.267 | 15.267 | 15.267 | 15.267 | 15.267 | 15.267 | 15.267 | 15.562 | 15.857 | 16.152 | 16.447 | 16.742 | 17.037 | 17.332 | 17.627 | 17.922 | 18.217 | 18.22 | 18.22 | 18.22 | 18.22 | 18.22 | 18.22 | 18.22 | 18.22 | 18.22 | 18.22 | 18.22 | 18.22 | 18.22 | 18.22 | 18.22 | 18.22 | 18.22 | 18.22 | 18.22 | 18.22 | 18.22 | 18.22 | 18.22 | 18.22 | 18.22 | 18.22 | 18.22 | 18.22 | 18.22 | 18.22 | 18.22 | 18.22 | 18.22 | 18.22 | 18.22 | 18.22 | 18.22 | 18.22 | 18.22 | 18.22 | 18.22 | 18.22 | 18.22 | 18.22 | 18.22 | 18.22 | 18.22 | 18.22 | 18.22 | 18.22 | 18.22 | 18.22 | 18.22 | 18.22 | 18.22 | 18.22 | 18.22 | 18.22 | 18.22 | 18.22 | 18.22 | 18.22 | 18.22 | 18.22
38FP | Unmeasured Non Household - Population | Input | 000's | 2 | 2.946 | 2.946 | 2.946 | 2.946 | 2.946 | 2.946 | 2.946 | 2.655 | 2.36 | 2.065 | 1.77 | 1.475 | 1.18 | 0.885 | 0.59 | 0.295 | 7.7716e-16 | 0 | 0 | 0 | 0 | 0 | 0 | 0 | 0 | 0 | 0 | 0 | 0 | 0 | 0 | 0 | 0 | 0 | 0 | 0 | 0 | 0 | 0 | 0 | 0 | 0 | 0 | 0 | 0 | 0 | 0 | 0 | 0 | 0 | 0 | 0 | 0 | 0 | 0 | 0 | 0 | 0 | 0 | 0 | 0 | 0 | 0 | 0 | 0 | 0 | 0 | 0 | 0 | 0 | 0 | 0 | 0 | 0 | 0 | 0 | 0 | 0 | 0 | 0 | 0
39FP | Measured Household - Population | Input | 000's | 2 | 510.4778 | 533.1538 | 555.3953 | 576.8832 | 598.3966 | 619.6561 | 616.0707 | 700.6661 | 785.3368 | 870.0281 | 954.8621 | 1039.4957 | 1123.8907 | 1208.1452 | 1292.2836 | 1376.1876 | 1460.0677 | 1467.0457 | 1474.0019 | 1480.89 | 1487.7576 | 1494.6445 | 1501.5284 | 1508.3813 | 1515.2925 | 1522.1214 | 1528.9642 | 1534.666 | 1540.3854 | 1546.1206 | 1551.8705 | 1557.6402 | 1563.4266 | 1569.2308 | 1575.051 | 1580.889 | 1586.7439 | 1592.6167 | 1598.5056 | 1604.4133 | 1610.3391 | 1616.2828 | 1622.2456 | 1628.2264 | 1634.2252 | 1640.2431 | 1646.2791 | 1652.3332 | 1658.4073 | 1664.4986 | 1670.61 | 1676.7424 | 1682.892 | 1689.0636 | 1695.2525 | 1701.4624 | 1707.6895 | 1713.9387 | 1720.208 | 1726.4965 | 1732.8051 | 1739.1339 | 1745.4837 | 1751.8556 | 1758.2467 | 1764.6598 | 1771.0921 | 1777.5464 | 1784.0219 | 1790.5164 | 1797.035 | 1803.5746 | 1810.1353 | 1816.7181 | 1823.3238 | 1829.9496 | 1836.5983 | 1843.2701 | 1849.9628 | 1856.6775 | 1863.4161 | 1870.1767
40FP | Unmeasured Household - Population | Input | 000's | 2 | 848.3102 | 834.3159 | 820.4064 | 806.8095 | 793.1591 | 779.5116 | 783.6602 | 706.8865 | 630.1128 | 553.3391 | 476.5653 | 399.7916 | 323.0179 | 246.2442 | 169.4704 | 92.6967 | 15.923 | 15.923 | 15.923 | 15.923 | 15.923 | 15.923 | 15.923 | 15.923 | 15.923 | 15.923 | 15.923 | 15.923 | 15.923 | 15.923 | 15.923 | 15.923 | 15.923 | 15.923 | 15.923 | 15.923 | 15.923 | 15.923 | 15.923 | 15.923 | 15.923 | 15.923 | 15.923 | 15.923 | 15.923 | 15.923 | 15.923 | 15.923 | 15.923 | 15.923 | 15.923 | 15.923 | 15.923 | 15.923 | 15.923 | 15.923 | 15.923 | 15.923 | 15.923 | 15.923 | 15.923 | 15.923 | 15.923 | 15.923 | 15.923 | 15.923 | 15.923 | 15.923 | 15.923 | 15.923 | 15.923 | 15.923 | 15.923 | 15.923 | 15.923 | 15.923 | 15.923 | 15.923 | 15.923 | 15.923 | 15.923 | 15.923
41FP | Total Resource Zone Population | sum (37FP:40FP) | 000's | 2 | 1377.001 | 1385.6827 | 1394.0147 | 1401.9057 | 1409.7687 | 1417.3807 | 1417.9439 | 1425.7696 | 1433.6666 | 1441.5842 | 1449.6445 | 1457.5043 | 1465.1256 | 1472.6064 | 1479.9711 | 1487.1013 | 1494.2077 | 1501.1887 | 1508.1449 | 1515.033 | 1521.9006 | 1528.7875 | 1535.6714 | 1542.5243 | 1549.4355 | 1556.2644 | 1563.1072 | 1568.809 | 1574.5284 | 1580.2636 | 1586.0135 | 1591.7832 | 1597.5696 | 1603.3738 | 1609.194 | 1615.032 | 1620.8869 | 1626.7597 | 1632.6486 | 1638.5563 | 1644.4821 | 1650.4258 | 1656.3886 | 1662.3694 | 1668.3682 | 1674.3861 | 1680.4221 | 1686.4762 | 1692.5503 | 1698.6416 | 1704.753 | 1710.8854 | 1717.035 | 1723.2066 | 1729.3955 | 1735.6054 | 1741.8325 | 1748.0817 | 1754.351 | 1760.6395 | 1766.9481 | 1773.2769 | 1779.6267 | 1785.9986 | 1792.3897 | 1798.8028 | 1805.2351 | 1811.6894 | 1818.1649 | 1824.6594 | 1831.178 | 1837.7176 | 1844.2783 | 1850.8611 | 1857.4668 | 1864.0926 | 1870.7413 | 1877.4131 | 1884.1058 | 1890.8205 | 1897.5591
42FP | Average household occupancy rate (excl. voids) | (39FP + 40FP) / (34FP + 35FP) | h/prop | 1 | 2.5063 | 2.5036 | 2.4819 | 2.4728 | 2.4634 | 2.4545 | 2.5025 | 2.4921 | 2.4816 | 2.4709 | 2.4605 | 2.4498 | 2.4388 | 2.4277 | 2.4167 | 2.4055 | 2.3945 | 2.3834 | 2.3725 | 2.3617 | 2.3511 | 2.3406 | 2.3304 | 2.3202 | 2.3103 | 2.3005 | 2.2925 | 2.283 | 2.2736 | 2.2644 | 2.2554 | 2.2465 | 2.2378 | 2.2292 | 2.2208 | 2.2125 | 2.2043 | 2.1963 | 2.1884 | 2.1806 | 2.173 | 2.1655 | 2.1581 | 2.1508 | 2.1437 | 2.1366 | 2.1297 | 2.1229 | 2.1162 | 2.1096 | 2.1032 | 2.0968 | 2.0905 | 2.0843 | 2.0783 | 2.0723 | 2.0664 | 2.0606 | 2.0549 | 2.0493 | 2.0438 | 2.0383 | 2.033 | 2.0277 | 2.0226 | 2.0175 | 2.0124 | 2.0075 | 2.0026 | 1.9979 | 1.9931 | 1.9885 | 1.984 | 1.9795 | 1.975 | 1.9707 | 1.9664 | 1.9622 | 1.9581 | 1.954 | 1.95
43FP | Total Household Metering penetration (excl. voids) | 34FP / (34FP + 35FP) | % | 1 | 40.33% | 42.15% | 43.59% | 45.07% | 46.53% | 47.95% | 54.97% | 60.48% | 65.9% | 71.22% | 76.44% | 81.55% | 86.57% | 91.49% | 96.32% | 98.92% | 98.93% | 98.94% | 98.95% | 98.96% | 98.97% | 98.98% | 98.99% | 99% | 99% | 99.01% | 99.02% | 99.03% | 99.04% | 99.04% | 99.05% | 99.06% | 99.07% | 99.07% | 99.08% | 99.09% | 99.09% | 99.1% | 99.11% | 99.11% | 99.12% | 99.12% | 99.13% | 99.14% | 99.14% | 99.15% | 99.15% | 99.16% | 99.17% | 99.17% | 99.18% | 99.18% | 99.19% | 99.19% | 99.2% | 99.2% | 99.21% | 99.21% | 99.22% | 99.22% | 99.23% | 99.23% | 99.24% | 99.24% | 99.25% | 99.25% | 99.26% | 99.26% | 99.27% | 99.27% | 99.27% | 99.28% | 99.28% | 99.29% | 99.29% | 99.3% | 99.3% | 99.3% | 99.31% | 99.31% | 99.32%
44FP | Total Household Metering penetration (incl. voids) | (34FP) / (34FP + 34.7FP + 35FP + 35.1FP) | % | 1 | 38.66% | 40.41% | 41.82% | 43.26% | 44.68% | 46.06% | 52.76% | 58.08% | 63.3% | 68.44% | 73.48% | 78.43% | 83.28% | 88.05% | 92.72% | 95.27% | 95.31% | 95.35% | 95.39% | 95.43% | 95.47% | 95.51% | 95.55% | 95.59% | 95.63% | 95.66% | 95.69% | 95.73% | 95.76% | 95.79% | 95.82% | 95.85% | 95.88% | 95.91% | 95.94% | 95.97% | 96% | 96.03% | 96.06% | 96.08% | 96.11% | 96.14% | 96.16% | 96.19% | 96.22% | 96.24% | 96.27% | 96.29% | 96.31% | 96.34% | 96.36% | 96.39% | 96.41% | 96.43% | 96.45% | 96.48% | 96.5% | 96.52% | 96.54% | 96.56% | 96.59% | 96.61% | 96.63% | 96.65% | 96.67% | 96.69% | 96.71% | 96.73% | 96.74% | 96.76% | 96.78% | 96.8% | 96.82% | 96.84% | 96.86% | 96.87% | 96.89% | 96.91% | 96.93% | 96.94% | 96.96%
45FP | Distribution input | sum (12FP:15FP) + 21FP + 22FP + 27FP + 28FP | Ml/d | 2 | 312.84 | 308.62 | 333.4272 | 326.1004 | 318.2024 | 310.4133 | 305.0939 | 301.8541 | 298.6232 | 295.4191 | 292.1552 | 288.6727 | 286.1385 | 282.5588 | 278.9698 | 274.3667 | 272.2215 | 270.0728 | 267.9051 | 265.7417 | 263.4345 | 262.9164 | 262.4337 | 261.8044 | 261.3784 | 260.7429 | 260.0179 | 259.2995 | 258.5797 | 257.8583 | 257.2713 | 258.1229 | 258.9782 | 259.8367 | 260.6987 | 261.5641 | 262.433 | 263.305 | 264.1806 | 265.0596 | 265.9418 | 266.8276 | 267.7166 | 268.6085 | 269.5034 | 270.4011 | 271.3017 | 272.2053 | 273.1117 | 274.0211 | 274.9335 | 275.8488 | 276.7671 | 277.6882 | 278.6124 | 279.5392 | 280.4692 | 281.4021 | 282.3379 | 283.2765 | 284.2181 | 285.1627 | 286.1104 | 287.0608 | 288.0143 | 288.9706 | 289.9299 | 290.8922 | 291.8572 | 292.8254 | 293.7965 | 294.7705 | 295.7475 | 296.7276 | 297.7104 | 298.6963 | 299.6853 | 300.6771 | 301.6718 | 302.6696 | 303.6704
46FP | Target headroom (climate change component) | Input | Ml/d | 2 | 0.4 | 0.45 | 0.8 | 0.91 | 0.92 | 0.96 | 1.01 | 1.11 | 1.17 | 1.17 | 1.2 | 1.29 | 1.42 | 1.45 | 1.44 | 1.58 | 1.64 | 1.64 | 1.73 | 1.76 | 1.85 | 1.85 | 1.94 | 1.95 | 1.99 | 1.96 | 2.1 | 2.15 | 2.21 | 2.25 | 2.37 | 2.29 | 2.46 | 2.44 | 2.44 | 2.57 | 2.57 | 2.53 | 2.66 | 2.64 | 2.89 | 2.96 | 2.84 | 2.94 | 2.9 | 3.1 | 3.12 | 3.14 | 3.27 | 3.32 | 3.29 | 3.49 | 3.53 | 3.45 | 3.62 | 3.62 | 3.64 | 3.65 | 3.76 | 3.85 | 3.78 | 3.76 | 3.9 | 3.93 | 4.12 | 4.02 | 4.25 | 4.31 | 4.17 | 4.3 | 4.4 | 4.41 | 4.61 | 4.5 | 4.81 | 4.76 | 4.71 | 4.83 | 4.98 | 5.05 | 5.22
47FP | Target headroom (All other components) | Input | Ml/d | 2 | 6.89 | 7.11 | 10.36 | 10.04 | 8.99 | 8.87 | 9.03 | 9.33 | 9.76 | 9.57 | 9.85 | 10.48 | 10.54 | 10.48 | 10.49 | 11.08 | 11.69 | 11.12 | 11.28 | 11.16 | 12.17 | 11.29 | 11.73 | 11.92 | 11.78 | 11.52 | 12.08 | 11.72 | 12.09 | 11.81 | 12.03 | 11.87 | 12.16 | 12.16 | 12.06 | 12.38 | 11.89 | 11.26 | 12.31 | 11.71 | 12.66 | 12.27 | 11.97 | 11.93 | 11.8 | 12.61 | 12.17 | 12.76 | 12.5 | 12.56 | 13.01 | 12.59 | 12.66 | 12.95 | 12.99 | 12.73 | 12.75 | 12.88 | 12.89 | 13.1 | 12.67 | 12.64 | 12.6 | 12.95 | 12.74 | 12.34 | 13.05 | 13.36 | 12.73 | 13.04 | 13.18 | 13.05 | 13.82 | 13.53 | 13.81 | 13.83 | 13.7 | 13.7 | 14.56 | 14.37 | 14.88
48FP | Target Headroom | 46FP + 47FP | Ml/d | 2 | 7.29 | 7.56 | 11.16 | 10.95 | 9.91 | 9.83 | 10.04 | 10.44 | 10.93 | 10.74 | 11.05 | 11.77 | 11.96 | 11.93 | 11.93 | 12.66 | 13.33 | 12.76 | 13.01 | 12.92 | 14.02 | 13.14 | 13.67 | 13.87 | 13.77 | 13.48 | 14.18 | 13.87 | 14.3 | 14.06 | 14.4 | 14.16 | 14.62 | 14.6 | 14.5 | 14.95 | 14.46 | 13.79 | 14.97 | 14.35 | 15.55 | 15.23 | 14.81 | 14.87 | 14.7 | 15.71 | 15.29 | 15.9 | 15.77 | 15.88 | 16.3 | 16.08 | 16.19 | 16.4 | 16.61 | 16.35 | 16.39 | 16.53 | 16.65 | 16.95 | 16.45 | 16.4 | 16.5 | 16.88 | 16.86 | 16.36 | 17.3 | 17.67 | 16.9 | 17.34 | 17.58 | 17.46 | 18.43 | 18.03 | 18.62 | 18.59 | 18.41 | 18.53 | 19.54 | 19.42 | 20.1
49FP | Available Headroom | 11FP - 45FP | Ml/d | 2 | 35.57 | 32.06 | 2.5328 | 21.4496 | 29.0576 | 42.9067 | 43.4761 | 46.6059 | 49.7268 | 52.8209 | 37.1948 | 36.8953 | 35.6475 | 35.4552 | 35.2622 | 36.0833 | 35.9165 | 35.7532 | 35.6089 | 36.4603 | 35.4555 | 35.8236 | 36.1663 | 36.6456 | 36.9316 | 37.4171 | 38.0321 | 38.6405 | 39.2503 | 39.8617 | 40.3387 | 39.3371 | 38.3418 | 37.3333 | 36.3313 | 35.2559 | 34.337 | 33.355 | 32.3694 | 31.3804 | 30.3882 | 29.3524 | 28.3234 | 27.2815 | 26.2466 | 25.1989 | 24.1883 | 23.1747 | 22.1683 | 21.1489 | 20.1265 | 19.0612 | 18.0029 | 16.9318 | 15.8676 | 14.7908 | 14.7108 | 12.6379 | 11.5521 | 10.4735 | 9.3819 | 8.3273 | 7.2696 | 6.2092 | 5.1457 | 4.0794 | 2.9701 | 1.8678 | 0.7528 | -0.3554 | -1.4765 | -2.6005 | -3.7175 | -4.8476 | -5.9704 | -7.1063 | -8.2453 | -9.3771 | -10.5218 | -11.6596 | -12.8104
49.1FP | Available non-potable balance (if applicable) | 1.1FP - 12.1FP | Ml/d | 2 | -2.3 | -2.3 | -2.3 | -2.3 | -2.3 | -2.3 | -2.3 | -2.3 | -2.3 | -2.3 | -2.3 | -2.3 | -2.3 | -2.3 | -2.3 | -2.3 | -2.3 | -2.3 | -2.3 | -2.3 | -2.3 | -2.3 | -2.3 | -2.3 | -2.3 | -2.3 | -2.3 | -2.3 | -2.3 | -2.3 | -2.3 | -2.3 | -2.3 | -2.3 | -2.3 | -2.3 | -2.3 | -2.3 | -2.3 | -2.3 | -2.3 | -2.3 | -2.3 | -2.3 | -2.3 | -2.3 | -2.3 | -2.3 | -2.3 | -2.3 | -2.3 | -2.3 | -2.3 | -2.3 | -2.3 | -2.3 | -2.3 | -2.3 | -2.3 | -2.3 | -2.3 | -2.3 | -2.3 | -2.3 | -2.3 | -2.3 | -2.3 | -2.3 | -2.3 | -2.3 | -2.3 | -2.3 | -2.3 | -2.3 | -2.3 | -2.3 | -2.3 | -2.3 | -2.3 | -2.3 | -2.3
50FP | Supply Demand Balance | 49FP - 48FP | Ml/d | 2 | 28.28 | 24.5 | -8.6272 | 10.4996 | 19.1476 | 33.0767 | 33.4361 | 36.1659 | 38.7968 | 42.0809 | 26.1448 | 25.1253 | 23.6875 | 23.5252 | 23.3322 | 23.4233 | 22.5865 | 22.9932 | 22.5989 | 23.5403 | 21.4355 | 22.6836 | 22.4963 | 22.7756 | 23.1616 | 23.9371 | 23.8521 | 24.7705 | 24.9503 | 25.8017 | 25.9387 | 25.1771 | 23.7218 | 22.7333 | 21.8313 | 20.3059 | 19.877 | 19.565 | 17.3994 | 17.0304 | 14.8382 | 14.1224 | 13.5134 | 12.4115 | 11.5466 | 9.4889 | 8.8983 | 7.2747 | 6.3983 | 5.2689 | 3.8265 | 2.9812 | 1.8129 | 0.53177 | -0.74237 | -1.5592 | -1.6792 | -3.8921 | -5.0979 | -6.4765 | -7.0681 | -8.0727 | -9.2304 | -10.6708 | -11.7143 | -12.2806 | -14.3299 | -15.8022 | -16.1472 | -17.6954 | -19.0565 | -20.0605 | -22.1475 | -22.8776 | -24.5904 | -25.6963 | -26.6553 | -27.9071 | -30.0618 | -31.0796 | -32.9104
Water Company |  | Version
WRZ | SSWSSW | Planning Scenario
South Staffordshire Water
SSWSSW
Table 3d: DYCP - Baseline | Back to top of sheet
WRMP24 reference | Component | Derivation | Unit | Decimal places | 2019-20 | 2020-21 | 2021-22 | 2022-23 | 2023-24 | 2024-25 | 2025-26 | 2026-27 | 2027-28 | 2028-29 | 2029-30 | 2030-31 | 2031-32 | 2032-33 | 2033-34 | 2034-35 | 2035-36 | 2036-37 | 2037-38 | 2038-39 | 2039-40 | 2040-41 | 2041-42 | 2042-43 | 2043-44 | 2044-45 | 2045-46 | 2046-47 | 2047-48 | 2048-49 | 2049-50 | 2050-51 | 2051-52 | 2052-53 | 2053-54 | 2054-55 | 2055-56 | 2056-57 | 2057-58 | 2058-59 | 2059-60 | 2060-61 | 2061-62 | 2062-63 | 2063-64 | 2064-65 | 2065-66 | 2066-67 | 2067-68 | 2068-69 | 2069-70 | 2070-71 | 2071-72 | 2072-73 | 2073-74 | 2074-75 | 2075-76 | 2076-77 | 2077-78 | 2078-79 | 2079-80 | 2080-81 | 2081-82 | 2082-83 | 2083-84 | 2084-85 | 2085-86 | 2086-87 | 2087-88 | 2088-89 | 2089-90 | 2090-91 | 2091-92 | 2092-93 | 2093-94 | 2094-95 | 2095-96 | 2096-97 | 2097-98 | 2098-99 | 2099-100
1BL | Raw water abstracted | Input | Ml/d | 2
1.1BL | Non-potable water supplies | Input | Ml/d | 2
2BL | Raw water imported | Input | Ml/d | 2
3BL | Potable water imported | Input | Ml/d | 2
4BL | Raw water exported enter as -ve | Input | Ml/d | 2
5BL | Potable water exported enter as -ve | Input | Ml/d | 2
6BL | Deployable Output before forecast changes | Input | Ml/d | 2
6.1BL | Deployable Output post forecast changes | 6BL + 7BL | Ml/d | 2 | 0 | 0 | 0 | 0 | 0 | 0 | 0 | 0 | 0 | 0 | 0 | 0 | 0 | 0 | 0 | 0 | 0 | 0 | 0 | 0 | 0 | 0 | 0 | 0 | 0 | 0 | 0 | 0 | 0 | 0 | 0 | 0 | 0 | 0 | 0 | 0 | 0 | 0 | 0 | 0 | 0 | 0 | 0 | 0 | 0 | 0 | 0 | 0 | 0 | 0 | 0 | 0 | 0 | 0 | 0 | 0 | 0 | 0 | 0 | 0 | 0 | 0 | 0 | 0 | 0 | 0 | 0 | 0 | 0 | 0 | 0 | 0 | 0 | 0 | 0 | 0 | 0 | 0 | 0 | 0 | 0
7BL | Baseline forecast changes to Deployable Output | sum (7.1BL:7.6BL) | Ml/d | 2 | 0 | 0 | 0 | 0 | 0 | 0 | 0 | 0 | 0 | 0 | 0 | 0 | 0 | 0 | 0 | 0 | 0 | 0 | 0 | 0 | 0 | 0 | 0 | 0 | 0 | 0 | 0 | 0 | 0 | 0 | 0 | 0 | 0 | 0 | 0 | 0 | 0 | 0 | 0 | 0 | 0 | 0 | 0 | 0 | 0 | 0 | 0 | 0 | 0 | 0 | 0 | 0 | 0 | 0 | 0 | 0 | 0 | 0 | 0 | 0 | 0 | 0 | 0 | 0 | 0 | 0 | 0 | 0 | 0 | 0 | 0 | 0 | 0 | 0 | 0 | 0 | 0 | 0 | 0 | 0 | 0
7.1BL | Change in DO due to climate change | Input | Ml/d | 2
7.2BL | Total confirmed DO reductions to restore sustainable abstraction enter as -ve | Input | Ml/d | 2
7.3BL | Total expected DO reductions to restore sustainable abstraction (Environmental Destination) (excl. any confirmed reductions) enter as -ve | Input | Ml/d | 2
7.4BL | Change in DO from prolonged Outage reduction enter as -ve | Input | Ml/d | 2
7.5BL | Change in DO from drought measures | Zero for baseline | Ml/d | 2 | 0 | 0 | 0 | 0 | 0 | 0 | 0 | 0 | 0 | 0 | 0 | 0 | 0 | 0 | 0 | 0 | 0 | 0 | 0 | 0 | 0 | 0 | 0 | 0 | 0 | 0 | 0 | 0 | 0 | 0 | 0 | 0 | 0 | 0 | 0 | 0 | 0 | 0 | 0 | 0 | 0 | 0 | 0 | 0 | 0 | 0 | 0 | 0 | 0 | 0 | 0 | 0 | 0 | 0 | 0 | 0 | 0 | 0 | 0 | 0 | 0 | 0 | 0 | 0 | 0 | 0 | 0 | 0 | 0 | 0 | 0 | 0 | 0 | 0 | 0 | 0 | 0 | 0 | 0 | 0 | 0
7.6BL | Total other changes to DO (specify e.g. Nitrates) | Input | Ml/d | 2
8BL | Raw water losses, treatment works losses and operational use | Input | Ml/d | 2
9BL | Total Outage Allowance | Input | Ml/d | 2
10BL | Water Available For Use (own sources) | (6BL + 7BL) - (8BL + 9BL) | Ml/d | 2 | 0 | 0 | 0 | 0 | 0 | 0 | 0 | 0 | 0 | 0 | 0 | 0 | 0 | 0 | 0 | 0 | 0 | 0 | 0 | 0 | 0 | 0 | 0 | 0 | 0 | 0 | 0 | 0 | 0 | 0 | 0 | 0 | 0 | 0 | 0 | 0 | 0 | 0 | 0 | 0 | 0 | 0 | 0 | 0 | 0 | 0 | 0 | 0 | 0 | 0 | 0 | 0 | 0 | 0 | 0 | 0 | 0 | 0 | 0 | 0 | 0 | 0 | 0 | 0 | 0 | 0 | 0 | 0 | 0 | 0 | 0 | 0 | 0 | 0 | 0 | 0 | 0 | 0 | 0 | 0 | 0
11BL | Total Water Available For Use | 10BL + sum (2BL:5BL) | Ml/d | 2 | 0 | 0 | 0 | 0 | 0 | 0 | 0 | 0 | 0 | 0 | 0 | 0 | 0 | 0 | 0 | 0 | 0 | 0 | 0 | 0 | 0 | 0 | 0 | 0 | 0 | 0 | 0 | 0 | 0 | 0 | 0 | 0 | 0 | 0 | 0 | 0 | 0 | 0 | 0 | 0 | 0 | 0 | 0 | 0 | 0 | 0 | 0 | 0 | 0 | 0 | 0 | 0 | 0 | 0 | 0 | 0 | 0 | 0 | 0 | 0 | 0 | 0 | 0 | 0 | 0 | 0 | 0 | 0 | 0 | 0 | 0 | 0 | 0 | 0 | 0 | 0 | 0 | 0 | 0 | 0 | 0
12BL | Water delivered measured non-household | Input Note - consumption & uspl | Ml/d | 2
12.1BL | Non-potable water consumption | Input | Ml/d | 2
13BL | Water delivered unmeasured non-household | Input Note - consumption & uspl | Ml/d | 2
14BL | Water delivered measured household | Input Note - consumption & uspl | Ml/d | 2
15BL | Water delivered unmeasured household | Input Note - consumption & uspl | Ml/d | 2
16BL | Percentage of consumption driven by climate change | Input | % | 1
17BL | Volume of consumption driven by climate change | 16BL * (12BL + sum(13BL:15BL) - sum (23BL:26BL)) | Ml/d | 2 | 0 | 0 | 0 | 0 | 0 | 0 | 0 | 0 | 0 | 0 | 0 | 0 | 0 | 0 | 0 | 0 | 0 | 0 | 0 | 0 | 0 | 0 | 0 | 0 | 0 | 0 | 0 | 0 | 0 | 0 | 0 | 0 | 0 | 0 | 0 | 0 | 0 | 0 | 0 | 0 | 0 | 0 | 0 | 0 | 0 | 0 | 0 | 0 | 0 | 0 | 0 | 0 | 0 | 0 | 0 | 0 | 0 | 0 | 0 | 0 | 0 | 0 | 0 | 0 | 0 | 0 | 0 | 0 | 0 | 0 | 0 | 0 | 0 | 0 | 0 | 0 | 0 | 0 | 0 | 0 | 0
18BL | Measured Household - PCC | ((14BL - 25BL) * 1,000,000) / (39BL *1,000) | l/h/d | 1 | #DIV/0! | #DIV/0! | #DIV/0! | #DIV/0! | #DIV/0! | #DIV/0! | #DIV/0! | #DIV/0! | #DIV/0! | #DIV/0! | #DIV/0! | #DIV/0! | #DIV/0! | #DIV/0! | #DIV/0! | #DIV/0! | #DIV/0! | #DIV/0! | #DIV/0! | #DIV/0! | #DIV/0! | #DIV/0! | #DIV/0! | #DIV/0! | #DIV/0! | #DIV/0! | #DIV/0! | #DIV/0! | #DIV/0! | #DIV/0! | #DIV/0! | #DIV/0! | #DIV/0! | #DIV/0! | #DIV/0! | #DIV/0! | #DIV/0! | #DIV/0! | #DIV/0! | #DIV/0! | #DIV/0! | #DIV/0! | #DIV/0! | #DIV/0! | #DIV/0! | #DIV/0! | #DIV/0! | #DIV/0! | #DIV/0! | #DIV/0! | #DIV/0! | #DIV/0! | #DIV/0! | #DIV/0! | #DIV/0! | #DIV/0! | #DIV/0! | #DIV/0! | #DIV/0! | #DIV/0! | #DIV/0! | #DIV/0! | #DIV/0! | #DIV/0! | #DIV/0! | #DIV/0! | #DIV/0! | #DIV/0! | #DIV/0! | #DIV/0! | #DIV/0! | #DIV/0! | #DIV/0! | #DIV/0! | #DIV/0! | #DIV/0! | #DIV/0! | #DIV/0! | #DIV/0! | #DIV/0! | #DIV/0!
19BL | Unmeasured Household - PCC | ((15BL - 26BL) * 1,000,000) / (40BL *1,000) | l/h/d | 1 | #DIV/0! | #DIV/0! | #DIV/0! | #DIV/0! | #DIV/0! | #DIV/0! | #DIV/0! | #DIV/0! | #DIV/0! | #DIV/0! | #DIV/0! | #DIV/0! | #DIV/0! | #DIV/0! | #DIV/0! | #DIV/0! | #DIV/0! | #DIV/0! | #DIV/0! | #DIV/0! | #DIV/0! | #DIV/0! | #DIV/0! | #DIV/0! | #DIV/0! | #DIV/0! | #DIV/0! | #DIV/0! | #DIV/0! | #DIV/0! | #DIV/0! | #DIV/0! | #DIV/0! | #DIV/0! | #DIV/0! | #DIV/0! | #DIV/0! | #DIV/0! | #DIV/0! | #DIV/0! | #DIV/0! | #DIV/0! | #DIV/0! | #DIV/0! | #DIV/0! | #DIV/0! | #DIV/0! | #DIV/0! | #DIV/0! | #DIV/0! | #DIV/0! | #DIV/0! | #DIV/0! | #DIV/0! | #DIV/0! | #DIV/0! | #DIV/0! | #DIV/0! | #DIV/0! | #DIV/0! | #DIV/0! | #DIV/0! | #DIV/0! | #DIV/0! | #DIV/0! | #DIV/0! | #DIV/0! | #DIV/0! | #DIV/0! | #DIV/0! | #DIV/0! | #DIV/0! | #DIV/0! | #DIV/0! | #DIV/0! | #DIV/0! | #DIV/0! | #DIV/0! | #DIV/0! | #DIV/0! | #DIV/0!
20BL | Average Household - PCC | (((14BL - 25BL) + (15BL - 26BL)) * 1,000,000) / ((39BL + 40BL) *1,000) | l/h/d | 1 | #DIV/0! | #DIV/0! | #DIV/0! | #DIV/0! | #DIV/0! | #DIV/0! | #DIV/0! | #DIV/0! | #DIV/0! | #DIV/0! | #DIV/0! | #DIV/0! | #DIV/0! | #DIV/0! | #DIV/0! | #DIV/0! | #DIV/0! | #DIV/0! | #DIV/0! | #DIV/0! | #DIV/0! | #DIV/0! | #DIV/0! | #DIV/0! | #DIV/0! | #DIV/0! | #DIV/0! | #DIV/0! | #DIV/0! | #DIV/0! | #DIV/0! | #DIV/0! | #DIV/0! | #DIV/0! | #DIV/0! | #DIV/0! | #DIV/0! | #DIV/0! | #DIV/0! | #DIV/0! | #DIV/0! | #DIV/0! | #DIV/0! | #DIV/0! | #DIV/0! | #DIV/0! | #DIV/0! | #DIV/0! | #DIV/0! | #DIV/0! | #DIV/0! | #DIV/0! | #DIV/0! | #DIV/0! | #DIV/0! | #DIV/0! | #DIV/0! | #DIV/0! | #DIV/0! | #DIV/0! | #DIV/0! | #DIV/0! | #DIV/0! | #DIV/0! | #DIV/0! | #DIV/0! | #DIV/0! | #DIV/0! | #DIV/0! | #DIV/0! | #DIV/0! | #DIV/0! | #DIV/0! | #DIV/0! | #DIV/0! | #DIV/0! | #DIV/0! | #DIV/0! | #DIV/0! | #DIV/0! | #DIV/0!
21BL | Water taken unbilled | Input | Ml/d | 2
22BL | Distribution system operational use | Input | Ml/d | 2
23BL | Measured Non Household - USPL | Input | Ml/d | 2
24BL | Unmeasured Non Household - USPL | Input | Ml/d | 2
25BL | Measured Household - USPL | Input | Ml/d | 2
26BL | Unmeasured Household - USPL | Input | Ml/d | 2
27BL | Void Properties - USPL | Input | Ml/d | 2
28BL | Distribution losses | Input | Ml/d | 2
29BL | Total Leakage | sum (23BL:28BL) | Ml/d | 2 | 0 | 0 | 0 | 0 | 0 | 0 | 0 | 0 | 0 | 0 | 0 | 0 | 0 | 0 | 0 | 0 | 0 | 0 | 0 | 0 | 0 | 0 | 0 | 0 | 0 | 0 | 0 | 0 | 0 | 0 | 0 | 0 | 0 | 0 | 0 | 0 | 0 | 0 | 0 | 0 | 0 | 0 | 0 | 0 | 0 | 0 | 0 | 0 | 0 | 0 | 0 | 0 | 0 | 0 | 0 | 0 | 0 | 0 | 0 | 0 | 0 | 0 | 0 | 0 | 0 | 0 | 0 | 0 | 0 | 0 | 0 | 0 | 0 | 0 | 0 | 0 | 0 | 0 | 0 | 0 | 0
30BL | Leakage/property | (29BL * 1,000,000) / (36BL * 1,000) | l/prop/d | 2 | #DIV/0! | #DIV/0! | #DIV/0! | #DIV/0! | #DIV/0! | #DIV/0! | #DIV/0! | #DIV/0! | #DIV/0! | #DIV/0! | #DIV/0! | #DIV/0! | #DIV/0! | #DIV/0! | #DIV/0! | #DIV/0! | #DIV/0! | #DIV/0! | #DIV/0! | #DIV/0! | #DIV/0! | #DIV/0! | #DIV/0! | #DIV/0! | #DIV/0! | #DIV/0! | #DIV/0! | #DIV/0! | #DIV/0! | #DIV/0! | #DIV/0! | #DIV/0! | #DIV/0! | #DIV/0! | #DIV/0! | #DIV/0! | #DIV/0! | #DIV/0! | #DIV/0! | #DIV/0! | #DIV/0! | #DIV/0! | #DIV/0! | #DIV/0! | #DIV/0! | #DIV/0! | #DIV/0! | #DIV/0! | #DIV/0! | #DIV/0! | #DIV/0! | #DIV/0! | #DIV/0! | #DIV/0! | #DIV/0! | #DIV/0! | #DIV/0! | #DIV/0! | #DIV/0! | #DIV/0! | #DIV/0! | #DIV/0! | #DIV/0! | #DIV/0! | #DIV/0! | #DIV/0! | #DIV/0! | #DIV/0! | #DIV/0! | #DIV/0! | #DIV/0! | #DIV/0! | #DIV/0! | #DIV/0! | #DIV/0! | #DIV/0! | #DIV/0! | #DIV/0! | #DIV/0! | #DIV/0! | #DIV/0!
31BL | Measured Non Household - properties | Input | 000's | 2
32BL | Unmeasured Non Household - properties | Input | 000's | 2
33BL | All void non-households - properties | Input | 000's | 2
34BL | Measured households - properties (excl. void) | Year before + sum (34.1BL:34.6BL) | 000's | 2 |  | 0 | 0 | 0 | 0 | 0 | 0 | 0 | 0 | 0 | 0 | 0 | 0 | 0 | 0 | 0 | 0 | 0 | 0 | 0 | 0 | 0 | 0 | 0 | 0 | 0 | 0 | 0 | 0 | 0 | 0 | 0 | 0 | 0 | 0 | 0 | 0 | 0 | 0 | 0 | 0 | 0 | 0 | 0 | 0 | 0 | 0 | 0 | 0 | 0 | 0 | 0 | 0 | 0 | 0 | 0 | 0 | 0 | 0 | 0 | 0 | 0 | 0 | 0 | 0 | 0 | 0 | 0 | 0 | 0 | 0 | 0 | 0 | 0 | 0 | 0 | 0 | 0 | 0 | 0 | 0
34.1BL | New build properties - properties | Input (new builds in each year) | 000's | 2
34.2BL | Meter optants - properties | Input (meter optants in each year) | 000's | 2
34.3BL | Compulsory metering - properties | Input (compulsory meters in each year) | 000's | 2
34.4BL | Metering on change of occupancy - properties | Input (change of occupancy meters in each year) | 000's | 2
34.5BL | Selective metering - properties | Input (selective meters in each year) | 000's | 2
34.6BL | Other changes to existing metering - properties | Input (other changes to meters in each year) | 000's | 2
34.7BL | Measured household void properties | Input | 000's | 2
35BL | Unmeasured households - properties (excl. void) | Input | 000's | 2
35.1BL | Unmeasured household void properties | Input | 000's | 2
36BL | Total Resource Zone Properties (incl. voids) | sum (31BL:34BL) + 34.7BL + 35BL + 35.1BL | 000's | 2 | 0 | 0 | 0 | 0 | 0 | 0 | 0 | 0 | 0 | 0 | 0 | 0 | 0 | 0 | 0 | 0 | 0 | 0 | 0 | 0 | 0 | 0 | 0 | 0 | 0 | 0 | 0 | 0 | 0 | 0 | 0 | 0 | 0 | 0 | 0 | 0 | 0 | 0 | 0 | 0 | 0 | 0 | 0 | 0 | 0 | 0 | 0 | 0 | 0 | 0 | 0 | 0 | 0 | 0 | 0 | 0 | 0 | 0 | 0 | 0 | 0 | 0 | 0 | 0 | 0 | 0 | 0 | 0 | 0 | 0 | 0 | 0 | 0 | 0 | 0 | 0 | 0 | 0 | 0 | 0 | 0
37BL | Measured Non Household - Population | Input | 000's | 2
38BL | Unmeasured Non Household - Population | Input | 000's | 2
39BL | Measured Household - Population | Input | 000's | 2
40BL | Unmeasured Household - Population | Input | 000's | 2
41BL | Total Resource Zone Population | sum (37BL:40BL) | 000's | 2 | 0 | 0 | 0 | 0 | 0 | 0 | 0 | 0 | 0 | 0 | 0 | 0 | 0 | 0 | 0 | 0 | 0 | 0 | 0 | 0 | 0 | 0 | 0 | 0 | 0 | 0 | 0 | 0 | 0 | 0 | 0 | 0 | 0 | 0 | 0 | 0 | 0 | 0 | 0 | 0 | 0 | 0 | 0 | 0 | 0 | 0 | 0 | 0 | 0 | 0 | 0 | 0 | 0 | 0 | 0 | 0 | 0 | 0 | 0 | 0 | 0 | 0 | 0 | 0 | 0 | 0 | 0 | 0 | 0 | 0 | 0 | 0 | 0 | 0 | 0 | 0 | 0 | 0 | 0 | 0 | 0
42BL | Average household occupancy rate (excl. voids) | (39BL + 40BL) / (34BL + 35BL) | h/prop | 1 | #DIV/0! | #DIV/0! | #DIV/0! | #DIV/0! | #DIV/0! | #DIV/0! | #DIV/0! | #DIV/0! | #DIV/0! | #DIV/0! | #DIV/0! | #DIV/0! | #DIV/0! | #DIV/0! | #DIV/0! | #DIV/0! | #DIV/0! | #DIV/0! | #DIV/0! | #DIV/0! | #DIV/0! | #DIV/0! | #DIV/0! | #DIV/0! | #DIV/0! | #DIV/0! | #DIV/0! | #DIV/0! | #DIV/0! | #DIV/0! | #DIV/0! | #DIV/0! | #DIV/0! | #DIV/0! | #DIV/0! | #DIV/0! | #DIV/0! | #DIV/0! | #DIV/0! | #DIV/0! | #DIV/0! | #DIV/0! | #DIV/0! | #DIV/0! | #DIV/0! | #DIV/0! | #DIV/0! | #DIV/0! | #DIV/0! | #DIV/0! | #DIV/0! | #DIV/0! | #DIV/0! | #DIV/0! | #DIV/0! | #DIV/0! | #DIV/0! | #DIV/0! | #DIV/0! | #DIV/0! | #DIV/0! | #DIV/0! | #DIV/0! | #DIV/0! | #DIV/0! | #DIV/0! | #DIV/0! | #DIV/0! | #DIV/0! | #DIV/0! | #DIV/0! | #DIV/0! | #DIV/0! | #DIV/0! | #DIV/0! | #DIV/0! | #DIV/0! | #DIV/0! | #DIV/0! | #DIV/0! | #DIV/0!
43BL | Total Household Metering penetration (excl. voids) | 34BL / (34BL + 35BL) | % | 1 | #DIV/0! | #DIV/0! | #DIV/0! | #DIV/0! | #DIV/0! | #DIV/0! | #DIV/0! | #DIV/0! | #DIV/0! | #DIV/0! | #DIV/0! | #DIV/0! | #DIV/0! | #DIV/0! | #DIV/0! | #DIV/0! | #DIV/0! | #DIV/0! | #DIV/0! | #DIV/0! | #DIV/0! | #DIV/0! | #DIV/0! | #DIV/0! | #DIV/0! | #DIV/0! | #DIV/0! | #DIV/0! | #DIV/0! | #DIV/0! | #DIV/0! | #DIV/0! | #DIV/0! | #DIV/0! | #DIV/0! | #DIV/0! | #DIV/0! | #DIV/0! | #DIV/0! | #DIV/0! | #DIV/0! | #DIV/0! | #DIV/0! | #DIV/0! | #DIV/0! | #DIV/0! | #DIV/0! | #DIV/0! | #DIV/0! | #DIV/0! | #DIV/0! | #DIV/0! | #DIV/0! | #DIV/0! | #DIV/0! | #DIV/0! | #DIV/0! | #DIV/0! | #DIV/0! | #DIV/0! | #DIV/0! | #DIV/0! | #DIV/0! | #DIV/0! | #DIV/0! | #DIV/0! | #DIV/0! | #DIV/0! | #DIV/0! | #DIV/0! | #DIV/0! | #DIV/0! | #DIV/0! | #DIV/0! | #DIV/0! | #DIV/0! | #DIV/0! | #DIV/0! | #DIV/0! | #DIV/0! | #DIV/0!
44BL | Total Household Metering penetration (incl. voids) | (34BL) / (34BL + 34.7BL + 35BL + 35.1BL) | % | 1 | #DIV/0! | #DIV/0! | #DIV/0! | #DIV/0! | #DIV/0! | #DIV/0! | #DIV/0! | #DIV/0! | #DIV/0! | #DIV/0! | #DIV/0! | #DIV/0! | #DIV/0! | #DIV/0! | #DIV/0! | #DIV/0! | #DIV/0! | #DIV/0! | #DIV/0! | #DIV/0! | #DIV/0! | #DIV/0! | #DIV/0! | #DIV/0! | #DIV/0! | #DIV/0! | #DIV/0! | #DIV/0! | #DIV/0! | #DIV/0! | #DIV/0! | #DIV/0! | #DIV/0! | #DIV/0! | #DIV/0! | #DIV/0! | #DIV/0! | #DIV/0! | #DIV/0! | #DIV/0! | #DIV/0! | #DIV/0! | #DIV/0! | #DIV/0! | #DIV/0! | #DIV/0! | #DIV/0! | #DIV/0! | #DIV/0! | #DIV/0! | #DIV/0! | #DIV/0! | #DIV/0! | #DIV/0! | #DIV/0! | #DIV/0! | #DIV/0! | #DIV/0! | #DIV/0! | #DIV/0! | #DIV/0! | #DIV/0! | #DIV/0! | #DIV/0! | #DIV/0! | #DIV/0! | #DIV/0! | #DIV/0! | #DIV/0! | #DIV/0! | #DIV/0! | #DIV/0! | #DIV/0! | #DIV/0! | #DIV/0! | #DIV/0! | #DIV/0! | #DIV/0! | #DIV/0! | #DIV/0! | #DIV/0!
45BL | Distribution input | sum (12BL:15BL) +21BL + 22BL + 27BL + 28BL | Ml/d | 2 | 0 | 0 | 0 | 0 | 0 | 0 | 0 | 0 | 0 | 0 | 0 | 0 | 0 | 0 | 0 | 0 | 0 | 0 | 0 | 0 | 0 | 0 | 0 | 0 | 0 | 0 | 0 | 0 | 0 | 0 | 0 | 0 | 0 | 0 | 0 | 0 | 0 | 0 | 0 | 0 | 0 | 0 | 0 | 0 | 0 | 0 | 0 | 0 | 0 | 0 | 0 | 0 | 0 | 0 | 0 | 0 | 0 | 0 | 0 | 0 | 0 | 0 | 0 | 0 | 0 | 0 | 0 | 0 | 0 | 0 | 0 | 0 | 0 | 0 | 0 | 0 | 0 | 0 | 0 | 0 | 0
46BL | Target headroom (climate change component) | Input | Ml/d | 2
47BL | Target headroom (All other components) | Input | Ml/d | 2
48BL | Target Headroom | 46BL + 47BL | Ml/d | 2 | 0 | 0 | 0 | 0 | 0 | 0 | 0 | 0 | 0 | 0 | 0 | 0 | 0 | 0 | 0 | 0 | 0 | 0 | 0 | 0 | 0 | 0 | 0 | 0 | 0 | 0 | 0 | 0 | 0 | 0 | 0 | 0 | 0 | 0 | 0 | 0 | 0 | 0 | 0 | 0 | 0 | 0 | 0 | 0 | 0 | 0 | 0 | 0 | 0 | 0 | 0 | 0 | 0 | 0 | 0 | 0 | 0 | 0 | 0 | 0 | 0 | 0 | 0 | 0 | 0 | 0 | 0 | 0 | 0 | 0 | 0 | 0 | 0 | 0 | 0 | 0 | 0 | 0 | 0 | 0 | 0
49BL | Available Headroom | 11BL - 45BL | Ml/d | 2 | 0 | 0 | 0 | 0 | 0 | 0 | 0 | 0 | 0 | 0 | 0 | 0 | 0 | 0 | 0 | 0 | 0 | 0 | 0 | 0 | 0 | 0 | 0 | 0 | 0 | 0 | 0 | 0 | 0 | 0 | 0 | 0 | 0 | 0 | 0 | 0 | 0 | 0 | 0 | 0 | 0 | 0 | 0 | 0 | 0 | 0 | 0 | 0 | 0 | 0 | 0 | 0 | 0 | 0 | 0 | 0 | 0 | 0 | 0 | 0 | 0 | 0 | 0 | 0 | 0 | 0 | 0 | 0 | 0 | 0 | 0 | 0 | 0 | 0 | 0 | 0 | 0 | 0 | 0 | 0 | 0
49.1BL | Available non-potable balance (if applicable) | 1.1BL -12.1BL | Ml/d | 2 | 0 | 0 | 0 | 0 | 0 | 0 | 0 | 0 | 0 | 0 | 0 | 0 | 0 | 0 | 0 | 0 | 0 | 0 | 0 | 0 | 0 | 0 | 0 | 0 | 0 | 0 | 0 | 0 | 0 | 0 | 0 | 0 | 0 | 0 | 0 | 0 | 0 | 0 | 0 | 0 | 0 | 0 | 0 | 0 | 0 | 0 | 0 | 0 | 0 | 0 | 0 | 0 | 0 | 0 | 0 | 0 | 0 | 0 | 0 | 0 | 0 | 0 | 0 | 0 | 0 | 0 | 0 | 0 | 0 | 0 | 0 | 0 | 0 | 0 | 0 | 0 | 0 | 0 | 0 | 0 | 0
50BL | Supply Demand Balance |  | Ml/d | 2 | 0 | 0 | 0 | 0 | 0 | 0 | 0 | 0 | 0 | 0 | 0 | 0 | 0 | 0 | 0 | 0 | 0 | 0 | 0 | 0 | 0 | 0 | 0 | 0 | 0 | 0 | 0 | 0 | 0 | 0 | 0 | 0 | 0 | 0 | 0 | 0 | 0 | 0 | 0 | 0 | 0 | 0 | 0 | 0 | 0 | 0 | 0 | 0 | 0 | 0 | 0 | 0 | 0 | 0 | 0 | 0 | 0 | 0 | 0 | 0 | 0 | 0 | 0 | 0 | 0 | 0 | 0 | 0 | 0 | 0 | 0 | 0 | 0 | 0 | 0 | 0 | 0 | 0 | 0 | 0 | 0
Table 3e: DYCP - Final plan Options | Back to top of sheet
WRMP24 reference | Option type | Cat ID | Unit | Decimal places | 2019-20 | 2020-21 | 2021-22 | 2022-23 | 2023-24 | 2024-25 | 2025-26 | 2026-27 | 2027-28 | 2028-29 | 2029-30 | 2030-31 | 2031-32 | 2032-33 | 2033-34 | 2034-35 | 2035-36 | 2036-37 | 2037-38 | 2038-39 | 2039-40 | 2040-41 | 2041-42 | 2042-43 | 2043-44 | 2044-45 | 2045-46 | 2046-47 | 2047-48 | 2048-49 | 2049-50 | 2050-51 | 2051-52 | 2052-53 | 2053-54 | 2054-55 | 2055-56 | 2056-57 | 2057-58 | 2058-59 | 2059-60 | 2060-61 | 2061-62 | 2062-63 | 2063-64 | 2064-65 | 2065-66 | 2066-67 | 2067-68 | 2068-69 | 2069-70 | 2070-71 | 2071-72 | 2072-73 | 2073-74 | 2074-75 | 2075-76 | 2076-77 | 2077-78 | 2078-79 | 2079-80 | 2080-81 | 2081-82 | 2082-83 | 2083-84 | 2084-85 | 2085-86 | 2086-87 | 2087-88 | 2088-89 | 2089-90 | 2090-91 | 2091-92 | 2092-93 | 2093-94 | 2094-95 | 2095-96 | 2096-97 | 2097-98 | 2098-99 | 2099-100
1.11FP | Non potable supplies input reductions as -ve and increases as +ve | RSNPS | Ml/d | 2
2.1FP | Raw water imports | RSRWI | Ml/d | 2
3.1FP | Potable water imports input reductions as -ve | RSPWI | Ml/d | 2
4.1FP | Raw water exports input reductions as +ve and increases as -ve | RSRWE | Ml/d | 2
5.1FP | Potable water exports input reductions as +ve and increases as -ve | RSPWE | Ml/d | 2
6.2FP | DO benefit from increase raw water abstractions | RSRWA | Ml/d | 2
6.3FP | Other options to increase deployable output | RSIPO | Ml/d | 2
7.01FP | DO benefit from supply side drought measures | RSDPS | Ml/d | 2
7.02FP | DO benefit from demand side drought measures | RSDPD | Ml/d | 2
8.1FP | Reduce raw water losses and operational use input as -ve | RSLOU | Ml/d | 2
8.2FP | Reduce treatment works losses input as -ve | PSTWL | Ml/d | 2
9.1FP | Reduce outages input as -ve | PSROU | Ml/d | 2
12.2FP | Change volume delivered to measured non households input reductions as -ve, line to include both measured non-household consumption and USPL options | CVMNH | Ml/d | 2
13.1FP | Change volume delivered to unmeasured non households input reductions as -ve, line to include both unmeasured non-household consumption and USPL options | CVUNH | Ml/d | 2
14.1FP | Change volume delivered to measured households input reductions as -ve, line to include both measured household consumption and USPL options | CVMHH | Ml/d | 2
15.1FP | Change volume delivered to unmeasured households input reductions as -ve, line to include both unmeasured household consumption and USPL options | CVUHH | Ml/d | 2
21.1FP | Options to reduce water taken unbilled input as -ve | CSWTU | Ml/d | 2
22.1FP | Reduce distribution system operational use (DSOU) input as -ve | DSDOU | Ml/d | 2
23.1FP | Options impacting on measured Non Household - USPL input reductions as -ve | CUMNH | Ml/d | 2
24.1FP | Options impacting on unmeasured Non Household - USPL input reductions as -ve | CUUNH | Ml/d | 2
25.1FP | Options impacting on measured Household - USPL input reductions as -ve | CUMHH | Ml/d | 2
26.1FP | Options impacting on unmeasured Household - USPL input reductions as -ve | CUUHH | Ml/d | 2
27.1FP | Options impacting on Void properties - USPL input reductions as -ve | CUVPP | Ml/d | 2
28.1FP | Reduce distribution losses input as -ve | DSRDL | Ml/d | 2
Table 3f: DYCP - Final plan | Back to top of sheet
WRMP24 reference | Component | Derivation | Unit | Decimal places | 2019-20 | 2020-21 | 2021-22 | 2022-23 | 2023-24 | 2024-25 | 2025-26 | 2026-27 | 2027-28 | 2028-29 | 2029-30 | 2030-31 | 2031-32 | 2032-33 | 2033-34 | 2034-35 | 2035-36 | 2036-37 | 2037-38 | 2038-39 | 2039-40 | 2040-41 | 2041-42 | 2042-43 | 2043-44 | 2044-45 | 2045-46 | 2046-47 | 2047-48 | 2048-49 | 2049-50 | 2050-51 | 2051-52 | 2052-53 | 2053-54 | 2054-55 | 2055-56 | 2056-57 | 2057-58 | 2058-59 | 2059-60 | 2060-61 | 2061-62 | 2062-63 | 2063-64 | 2064-65 | 2065-66 | 2066-67 | 2067-68 | 2068-69 | 2069-70 | 2070-71 | 2071-72 | 2072-73 | 2073-74 | 2074-75 | 2075-76 | 2076-77 | 2077-78 | 2078-79 | 2079-80 | 2080-81 | 2081-82 | 2082-83 | 2083-84 | 2084-85 | 2085-86 | 2086-87 | 2087-88 | 2088-89 | 2089-90 | 2090-91 | 2091-92 | 2092-93 | 2093-94 | 2094-95 | 2095-96 | 2096-97 | 2097-98 | 2098-99 | 2099-100
1FP | Raw water abstracted | Input | Ml/d | 2
1.1FP | Non-potable water supplies | 1.1BL + 1.11FP | Ml/d | 2 | 0 | 0 | 0 | 0 | 0 | 0 | 0 | 0 | 0 | 0 | 0 | 0 | 0 | 0 | 0 | 0 | 0 | 0 | 0 | 0 | 0 | 0 | 0 | 0 | 0 | 0 | 0 | 0 | 0 | 0 | 0 | 0 | 0 | 0 | 0 | 0 | 0 | 0 | 0 | 0 | 0 | 0 | 0 | 0 | 0 | 0 | 0 | 0 | 0 | 0 | 0 | 0 | 0 | 0 | 0 | 0 | 0 | 0 | 0 | 0 | 0 | 0 | 0 | 0 | 0 | 0 | 0 | 0 | 0 | 0 | 0 | 0 | 0 | 0 | 0 | 0 | 0 | 0 | 0 | 0 | 0
2FP | Raw water imported | 2BL + 2.1FP | Ml/d | 2 | 0 | 0 | 0 | 0 | 0 | 0 | 0 | 0 | 0 | 0 | 0 | 0 | 0 | 0 | 0 | 0 | 0 | 0 | 0 | 0 | 0 | 0 | 0 | 0 | 0 | 0 | 0 | 0 | 0 | 0 | 0 | 0 | 0 | 0 | 0 | 0 | 0 | 0 | 0 | 0 | 0 | 0 | 0 | 0 | 0 | 0 | 0 | 0 | 0 | 0 | 0 | 0 | 0 | 0 | 0 | 0 | 0 | 0 | 0 | 0 | 0 | 0 | 0 | 0 | 0 | 0 | 0 | 0 | 0 | 0 | 0 | 0 | 0 | 0 | 0 | 0 | 0 | 0 | 0 | 0 | 0
3FP | Potable water imported | 3BL + 3.1FP | Ml/d | 2 | 0 | 0 | 0 | 0 | 0 | 0 | 0 | 0 | 0 | 0 | 0 | 0 | 0 | 0 | 0 | 0 | 0 | 0 | 0 | 0 | 0 | 0 | 0 | 0 | 0 | 0 | 0 | 0 | 0 | 0 | 0 | 0 | 0 | 0 | 0 | 0 | 0 | 0 | 0 | 0 | 0 | 0 | 0 | 0 | 0 | 0 | 0 | 0 | 0 | 0 | 0 | 0 | 0 | 0 | 0 | 0 | 0 | 0 | 0 | 0 | 0 | 0 | 0 | 0 | 0 | 0 | 0 | 0 | 0 | 0 | 0 | 0 | 0 | 0 | 0 | 0 | 0 | 0 | 0 | 0 | 0
4FP | Raw water exported enter as -ve | 4BL + 4.1FP | Ml/d | 2 | 0 | 0 | 0 | 0 | 0 | 0 | 0 | 0 | 0 | 0 | 0 | 0 | 0 | 0 | 0 | 0 | 0 | 0 | 0 | 0 | 0 | 0 | 0 | 0 | 0 | 0 | 0 | 0 | 0 | 0 | 0 | 0 | 0 | 0 | 0 | 0 | 0 | 0 | 0 | 0 | 0 | 0 | 0 | 0 | 0 | 0 | 0 | 0 | 0 | 0 | 0 | 0 | 0 | 0 | 0 | 0 | 0 | 0 | 0 | 0 | 0 | 0 | 0 | 0 | 0 | 0 | 0 | 0 | 0 | 0 | 0 | 0 | 0 | 0 | 0 | 0 | 0 | 0 | 0 | 0 | 0
5FP | Potable water exported enter as -ve | 5BL + 5.1FP | Ml/d | 2 | 0 | 0 | 0 | 0 | 0 | 0 | 0 | 0 | 0 | 0 | 0 | 0 | 0 | 0 | 0 | 0 | 0 | 0 | 0 | 0 | 0 | 0 | 0 | 0 | 0 | 0 | 0 | 0 | 0 | 0 | 0 | 0 | 0 | 0 | 0 | 0 | 0 | 0 | 0 | 0 | 0 | 0 | 0 | 0 | 0 | 0 | 0 | 0 | 0 | 0 | 0 | 0 | 0 | 0 | 0 | 0 | 0 | 0 | 0 | 0 | 0 | 0 | 0 | 0 | 0 | 0 | 0 | 0 | 0 | 0 | 0 | 0 | 0 | 0 | 0 | 0 | 0 | 0 | 0 | 0 | 0
6.1FP | Deployable Output post forecast changes | 6.1BL + 6.2FP + 6.3FP +7.01FP +7.02FP | Ml/d | 2 | 0 | 0 | 0 | 0 | 0 | 0 | 0 | 0 | 0 | 0 | 0 | 0 | 0 | 0 | 0 | 0 | 0 | 0 | 0 | 0 | 0 | 0 | 0 | 0 | 0 | 0 | 0 | 0 | 0 | 0 | 0 | 0 | 0 | 0 | 0 | 0 | 0 | 0 | 0 | 0 | 0 | 0 | 0 | 0 | 0 | 0 | 0 | 0 | 0 | 0 | 0 | 0 | 0 | 0 | 0 | 0 | 0 | 0 | 0 | 0 | 0 | 0 | 0 | 0 | 0 | 0 | 0 | 0 | 0 | 0 | 0 | 0 | 0 | 0 | 0 | 0 | 0 | 0 | 0 | 0 | 0
8FP | Raw water losses, treatment works losses and operational use | 8BL + 8.1FP + 8.2FP | Ml/d | 2 | 0 | 0 | 0 | 0 | 0 | 0 | 0 | 0 | 0 | 0 | 0 | 0 | 0 | 0 | 0 | 0 | 0 | 0 | 0 | 0 | 0 | 0 | 0 | 0 | 0 | 0 | 0 | 0 | 0 | 0 | 0 | 0 | 0 | 0 | 0 | 0 | 0 | 0 | 0 | 0 | 0 | 0 | 0 | 0 | 0 | 0 | 0 | 0 | 0 | 0 | 0 | 0 | 0 | 0 | 0 | 0 | 0 | 0 | 0 | 0 | 0 | 0 | 0 | 0 | 0 | 0 | 0 | 0 | 0 | 0 | 0 | 0 | 0 | 0 | 0 | 0 | 0 | 0 | 0 | 0 | 0
9FP | Total Outage Allowance | 9BL + 9.1FP | Ml/d | 2 | 0 | 0 | 0 | 0 | 0 | 0 | 0 | 0 | 0 | 0 | 0 | 0 | 0 | 0 | 0 | 0 | 0 | 0 | 0 | 0 | 0 | 0 | 0 | 0 | 0 | 0 | 0 | 0 | 0 | 0 | 0 | 0 | 0 | 0 | 0 | 0 | 0 | 0 | 0 | 0 | 0 | 0 | 0 | 0 | 0 | 0 | 0 | 0 | 0 | 0 | 0 | 0 | 0 | 0 | 0 | 0 | 0 | 0 | 0 | 0 | 0 | 0 | 0 | 0 | 0 | 0 | 0 | 0 | 0 | 0 | 0 | 0 | 0 | 0 | 0 | 0 | 0 | 0 | 0 | 0 | 0
10FP | Water Available For Use (own sources) | (6.1FP) - (8FP + 9FP) | Ml/d | 2 | 0 | 0 | 0 | 0 | 0 | 0 | 0 | 0 | 0 | 0 | 0 | 0 | 0 | 0 | 0 | 0 | 0 | 0 | 0 | 0 | 0 | 0 | 0 | 0 | 0 | 0 | 0 | 0 | 0 | 0 | 0 | 0 | 0 | 0 | 0 | 0 | 0 | 0 | 0 | 0 | 0 | 0 | 0 | 0 | 0 | 0 | 0 | 0 | 0 | 0 | 0 | 0 | 0 | 0 | 0 | 0 | 0 | 0 | 0 | 0 | 0 | 0 | 0 | 0 | 0 | 0 | 0 | 0 | 0 | 0 | 0 | 0 | 0 | 0 | 0 | 0 | 0 | 0 | 0 | 0 | 0
11FP | Total Water Available For Use | 10FP + sum (2FP:5FP) | Ml/d | 2 | 0 | 0 | 0 | 0 | 0 | 0 | 0 | 0 | 0 | 0 | 0 | 0 | 0 | 0 | 0 | 0 | 0 | 0 | 0 | 0 | 0 | 0 | 0 | 0 | 0 | 0 | 0 | 0 | 0 | 0 | 0 | 0 | 0 | 0 | 0 | 0 | 0 | 0 | 0 | 0 | 0 | 0 | 0 | 0 | 0 | 0 | 0 | 0 | 0 | 0 | 0 | 0 | 0 | 0 | 0 | 0 | 0 | 0 | 0 | 0 | 0 | 0 | 0 | 0 | 0 | 0 | 0 | 0 | 0 | 0 | 0 | 0 | 0 | 0 | 0 | 0 | 0 | 0 | 0 | 0 | 0
12FP | Water delivered measured non-household | 12BL + 12.2FP | Ml/d | 2 | 0 | 0 | 0 | 0 | 0 | 0 | 0 | 0 | 0 | 0 | 0 | 0 | 0 | 0 | 0 | 0 | 0 | 0 | 0 | 0 | 0 | 0 | 0 | 0 | 0 | 0 | 0 | 0 | 0 | 0 | 0 | 0 | 0 | 0 | 0 | 0 | 0 | 0 | 0 | 0 | 0 | 0 | 0 | 0 | 0 | 0 | 0 | 0 | 0 | 0 | 0 | 0 | 0 | 0 | 0 | 0 | 0 | 0 | 0 | 0 | 0 | 0 | 0 | 0 | 0 | 0 | 0 | 0 | 0 | 0 | 0 | 0 | 0 | 0 | 0 | 0 | 0 | 0 | 0 | 0 | 0
12.1FP | Non-potable water consumption | Input | Ml/d | 2
13FP | Water delivered unmeasured non-household | 13BL + 13.1FP | Ml/d | 2 | 0 | 0 | 0 | 0 | 0 | 0 | 0 | 0 | 0 | 0 | 0 | 0 | 0 | 0 | 0 | 0 | 0 | 0 | 0 | 0 | 0 | 0 | 0 | 0 | 0 | 0 | 0 | 0 | 0 | 0 | 0 | 0 | 0 | 0 | 0 | 0 | 0 | 0 | 0 | 0 | 0 | 0 | 0 | 0 | 0 | 0 | 0 | 0 | 0 | 0 | 0 | 0 | 0 | 0 | 0 | 0 | 0 | 0 | 0 | 0 | 0 | 0 | 0 | 0 | 0 | 0 | 0 | 0 | 0 | 0 | 0 | 0 | 0 | 0 | 0 | 0 | 0 | 0 | 0 | 0 | 0
14FP | Water delivered measured household | 14BL + 14.1FP | Ml/d | 2 | 0 | 0 | 0 | 0 | 0 | 0 | 0 | 0 | 0 | 0 | 0 | 0 | 0 | 0 | 0 | 0 | 0 | 0 | 0 | 0 | 0 | 0 | 0 | 0 | 0 | 0 | 0 | 0 | 0 | 0 | 0 | 0 | 0 | 0 | 0 | 0 | 0 | 0 | 0 | 0 | 0 | 0 | 0 | 0 | 0 | 0 | 0 | 0 | 0 | 0 | 0 | 0 | 0 | 0 | 0 | 0 | 0 | 0 | 0 | 0 | 0 | 0 | 0 | 0 | 0 | 0 | 0 | 0 | 0 | 0 | 0 | 0 | 0 | 0 | 0 | 0 | 0 | 0 | 0 | 0 | 0
15FP | Water delivered unmeasured household | 15BL + 15.1FP | Ml/d | 2 | 0 | 0 | 0 | 0 | 0 | 0 | 0 | 0 | 0 | 0 | 0 | 0 | 0 | 0 | 0 | 0 | 0 | 0 | 0 | 0 | 0 | 0 | 0 | 0 | 0 | 0 | 0 | 0 | 0 | 0 | 0 | 0 | 0 | 0 | 0 | 0 | 0 | 0 | 0 | 0 | 0 | 0 | 0 | 0 | 0 | 0 | 0 | 0 | 0 | 0 | 0 | 0 | 0 | 0 | 0 | 0 | 0 | 0 | 0 | 0 | 0 | 0 | 0 | 0 | 0 | 0 | 0 | 0 | 0 | 0 | 0 | 0 | 0 | 0 | 0 | 0 | 0 | 0 | 0 | 0 | 0
16FP | Percentage of consumption driven by climate change | 16BL | % | 1 | bar: 2019-20 to 2099-100
17FP | Volume of consumption driven by climate change | 16FP * (12FP + sum(13FP:15FP) - sum (23FP:26FP)) | Ml/d | 2 | 0 | 0 | 0 | 0 | 0 | 0 | 0 | 0 | 0 | 0 | 0 | 0 | 0 | 0 | 0 | 0 | 0 | 0 | 0 | 0 | 0 | 0 | 0 | 0 | 0 | 0 | 0 | 0 | 0 | 0 | 0 | 0 | 0 | 0 | 0 | 0 | 0 | 0 | 0 | 0 | 0 | 0 | 0 | 0 | 0 | 0 | 0 | 0 | 0 | 0 | 0 | 0 | 0 | 0 | 0 | 0 | 0 | 0 | 0 | 0 | 0 | 0 | 0 | 0 | 0 | 0 | 0 | 0 | 0 | 0 | 0 | 0 | 0 | 0 | 0 | 0 | 0 | 0 | 0 | 0 | 0
18FP | Measured Household - PCC | ((14FP - 25FP) * 1,000,000) / (39FP * 1000) | l/h/d | 1 | #DIV/0! | #DIV/0! | #DIV/0! | #DIV/0! | #DIV/0! | #DIV/0! | #DIV/0! | #DIV/0! | #DIV/0! | #DIV/0! | #DIV/0! | #DIV/0! | #DIV/0! | #DIV/0! | #DIV/0! | #DIV/0! | #DIV/0! | #DIV/0! | #DIV/0! | #DIV/0! | #DIV/0! | #DIV/0! | #DIV/0! | #DIV/0! | #DIV/0! | #DIV/0! | #DIV/0! | #DIV/0! | #DIV/0! | #DIV/0! | #DIV/0! | #DIV/0! | #DIV/0! | #DIV/0! | #DIV/0! | #DIV/0! | #DIV/0! | #DIV/0! | #DIV/0! | #DIV/0! | #DIV/0! | #DIV/0! | #DIV/0! | #DIV/0! | #DIV/0! | #DIV/0! | #DIV/0! | #DIV/0! | #DIV/0! | #DIV/0! | #DIV/0! | #DIV/0! | #DIV/0! | #DIV/0! | #DIV/0! | #DIV/0! | #DIV/0! | #DIV/0! | #DIV/0! | #DIV/0! | #DIV/0! | #DIV/0! | #DIV/0! | #DIV/0! | #DIV/0! | #DIV/0! | #DIV/0! | #DIV/0! | #DIV/0! | #DIV/0! | #DIV/0! | #DIV/0! | #DIV/0! | #DIV/0! | #DIV/0! | #DIV/0! | #DIV/0! | #DIV/0! | #DIV/0! | #DIV/0! | #DIV/0!
19FP | Unmeasured Household - PCC | ((15FP - 26FP) * 1,000,000) / (40FP * 1000) | l/h/d | 1 | #DIV/0! | #DIV/0! | #DIV/0! | #DIV/0! | #DIV/0! | #DIV/0! | #DIV/0! | #DIV/0! | #DIV/0! | #DIV/0! | #DIV/0! | #DIV/0! | #DIV/0! | #DIV/0! | #DIV/0! | #DIV/0! | #DIV/0! | #DIV/0! | #DIV/0! | #DIV/0! | #DIV/0! | #DIV/0! | #DIV/0! | #DIV/0! | #DIV/0! | #DIV/0! | #DIV/0! | #DIV/0! | #DIV/0! | #DIV/0! | #DIV/0! | #DIV/0! | #DIV/0! | #DIV/0! | #DIV/0! | #DIV/0! | #DIV/0! | #DIV/0! | #DIV/0! | #DIV/0! | #DIV/0! | #DIV/0! | #DIV/0! | #DIV/0! | #DIV/0! | #DIV/0! | #DIV/0! | #DIV/0! | #DIV/0! | #DIV/0! | #DIV/0! | #DIV/0! | #DIV/0! | #DIV/0! | #DIV/0! | #DIV/0! | #DIV/0! | #DIV/0! | #DIV/0! | #DIV/0! | #DIV/0! | #DIV/0! | #DIV/0! | #DIV/0! | #DIV/0! | #DIV/0! | #DIV/0! | #DIV/0! | #DIV/0! | #DIV/0! | #DIV/0! | #DIV/0! | #DIV/0! | #DIV/0! | #DIV/0! | #DIV/0! | #DIV/0! | #DIV/0! | #DIV/0! | #DIV/0! | #DIV/0!
20FP | Average Household - PCC | (((14FP - 25FP) + (15FP - 26FP)) * 1,000,000)/ ((39FP + 40FP) * 1,000) | l/h/d | 1 | #DIV/0! | #DIV/0! | #DIV/0! | #DIV/0! | #DIV/0! | #DIV/0! | #DIV/0! | #DIV/0! | #DIV/0! | #DIV/0! | #DIV/0! | #DIV/0! | #DIV/0! | #DIV/0! | #DIV/0! | #DIV/0! | #DIV/0! | #DIV/0! | #DIV/0! | #DIV/0! | #DIV/0! | #DIV/0! | #DIV/0! | #DIV/0! | #DIV/0! | #DIV/0! | #DIV/0! | #DIV/0! | #DIV/0! | #DIV/0! | #DIV/0! | #DIV/0! | #DIV/0! | #DIV/0! | #DIV/0! | #DIV/0! | #DIV/0! | #DIV/0! | #DIV/0! | #DIV/0! | #DIV/0! | #DIV/0! | #DIV/0! | #DIV/0! | #DIV/0! | #DIV/0! | #DIV/0! | #DIV/0! | #DIV/0! | #DIV/0! | #DIV/0! | #DIV/0! | #DIV/0! | #DIV/0! | #DIV/0! | #DIV/0! | #DIV/0! | #DIV/0! | #DIV/0! | #DIV/0! | #DIV/0! | #DIV/0! | #DIV/0! | #DIV/0! | #DIV/0! | #DIV/0! | #DIV/0! | #DIV/0! | #DIV/0! | #DIV/0! | #DIV/0! | #DIV/0! | #DIV/0! | #DIV/0! | #DIV/0! | #DIV/0! | #DIV/0! | #DIV/0! | #DIV/0! | #DIV/0! | #DIV/0!
21FP | Water taken unbilled | 21BL + 21.1FP | Ml/d | 2 | 0 | 0 | 0 | 0 | 0 | 0 | 0 | 0 | 0 | 0 | 0 | 0 | 0 | 0 | 0 | 0 | 0 | 0 | 0 | 0 | 0 | 0 | 0 | 0 | 0 | 0 | 0 | 0 | 0 | 0 | 0 | 0 | 0 | 0 | 0 | 0 | 0 | 0 | 0 | 0 | 0 | 0 | 0 | 0 | 0 | 0 | 0 | 0 | 0 | 0 | 0 | 0 | 0 | 0 | 0 | 0 | 0 | 0 | 0 | 0 | 0 | 0 | 0 | 0 | 0 | 0 | 0 | 0 | 0 | 0 | 0 | 0 | 0 | 0 | 0 | 0 | 0 | 0 | 0 | 0 | 0
22FP | Distribution system operational use | 22BL + 22.1FP | Ml/d | 2 | 0 | 0 | 0 | 0 | 0 | 0 | 0 | 0 | 0 | 0 | 0 | 0 | 0 | 0 | 0 | 0 | 0 | 0 | 0 | 0 | 0 | 0 | 0 | 0 | 0 | 0 | 0 | 0 | 0 | 0 | 0 | 0 | 0 | 0 | 0 | 0 | 0 | 0 | 0 | 0 | 0 | 0 | 0 | 0 | 0 | 0 | 0 | 0 | 0 | 0 | 0 | 0 | 0 | 0 | 0 | 0 | 0 | 0 | 0 | 0 | 0 | 0 | 0 | 0 | 0 | 0 | 0 | 0 | 0 | 0 | 0 | 0 | 0 | 0 | 0 | 0 | 0 | 0 | 0 | 0 | 0
23FP | Measured Non Household - USPL | 23BL + 23.1FP | Ml/d | 2 | 0 | 0 | 0 | 0 | 0 | 0 | 0 | 0 | 0 | 0 | 0 | 0 | 0 | 0 | 0 | 0 | 0 | 0 | 0 | 0 | 0 | 0 | 0 | 0 | 0 | 0 | 0 | 0 | 0 | 0 | 0 | 0 | 0 | 0 | 0 | 0 | 0 | 0 | 0 | 0 | 0 | 0 | 0 | 0 | 0 | 0 | 0 | 0 | 0 | 0 | 0 | 0 | 0 | 0 | 0 | 0 | 0 | 0 | 0 | 0 | 0 | 0 | 0 | 0 | 0 | 0 | 0 | 0 | 0 | 0 | 0 | 0 | 0 | 0 | 0 | 0 | 0 | 0 | 0 | 0 | 0
24FP | Unmeasured Non Household - USPL | 24BL + 24.1FP | Ml/d | 2 | 0 | 0 | 0 | 0 | 0 | 0 | 0 | 0 | 0 | 0 | 0 | 0 | 0 | 0 | 0 | 0 | 0 | 0 | 0 | 0 | 0 | 0 | 0 | 0 | 0 | 0 | 0 | 0 | 0 | 0 | 0 | 0 | 0 | 0 | 0 | 0 | 0 | 0 | 0 | 0 | 0 | 0 | 0 | 0 | 0 | 0 | 0 | 0 | 0 | 0 | 0 | 0 | 0 | 0 | 0 | 0 | 0 | 0 | 0 | 0 | 0 | 0 | 0 | 0 | 0 | 0 | 0 | 0 | 0 | 0 | 0 | 0 | 0 | 0 | 0 | 0 | 0 | 0 | 0 | 0 | 0
25FP | Measured Household - USPL | 25BL + 25.1FP | Ml/d | 2 | 0 | 0 | 0 | 0 | 0 | 0 | 0 | 0 | 0 | 0 | 0 | 0 | 0 | 0 | 0 | 0 | 0 | 0 | 0 | 0 | 0 | 0 | 0 | 0 | 0 | 0 | 0 | 0 | 0 | 0 | 0 | 0 | 0 | 0 | 0 | 0 | 0 | 0 | 0 | 0 | 0 | 0 | 0 | 0 | 0 | 0 | 0 | 0 | 0 | 0 | 0 | 0 | 0 | 0 | 0 | 0 | 0 | 0 | 0 | 0 | 0 | 0 | 0 | 0 | 0 | 0 | 0 | 0 | 0 | 0 | 0 | 0 | 0 | 0 | 0 | 0 | 0 | 0 | 0 | 0 | 0
26FP | Unmeasured Household - USPL | 26BL + 26.1BL | Ml/d | 2 | 0 | 0 | 0 | 0 | 0 | 0 | 0 | 0 | 0 | 0 | 0 | 0 | 0 | 0 | 0 | 0 | 0 | 0 | 0 | 0 | 0 | 0 | 0 | 0 | 0 | 0 | 0 | 0 | 0 | 0 | 0 | 0 | 0 | 0 | 0 | 0 | 0 | 0 | 0 | 0 | 0 | 0 | 0 | 0 | 0 | 0 | 0 | 0 | 0 | 0 | 0 | 0 | 0 | 0 | 0 | 0 | 0 | 0 | 0 | 0 | 0 | 0 | 0 | 0 | 0 | 0 | 0 | 0 | 0 | 0 | 0 | 0 | 0 | 0 | 0 | 0 | 0 | 0 | 0 | 0 | 0
27FP | Void Properties - USPL | 27BL + 27.1FP | Ml/d | 2 | 0 | 0 | 0 | 0 | 0 | 0 | 0 | 0 | 0 | 0 | 0 | 0 | 0 | 0 | 0 | 0 | 0 | 0 | 0 | 0 | 0 | 0 | 0 | 0 | 0 | 0 | 0 | 0 | 0 | 0 | 0 | 0 | 0 | 0 | 0 | 0 | 0 | 0 | 0 | 0 | 0 | 0 | 0 | 0 | 0 | 0 | 0 | 0 | 0 | 0 | 0 | 0 | 0 | 0 | 0 | 0 | 0 | 0 | 0 | 0 | 0 | 0 | 0 | 0 | 0 | 0 | 0 | 0 | 0 | 0 | 0 | 0 | 0 | 0 | 0 | 0 | 0 | 0 | 0 | 0 | 0
28FP | Distribution losses | 28BL + 28.1FP | Ml/d | 2 | 0 | 0 | 0 | 0 | 0 | 0 | 0 | 0 | 0 | 0 | 0 | 0 | 0 | 0 | 0 | 0 | 0 | 0 | 0 | 0 | 0 | 0 | 0 | 0 | 0 | 0 | 0 | 0 | 0 | 0 | 0 | 0 | 0 | 0 | 0 | 0 | 0 | 0 | 0 | 0 | 0 | 0 | 0 | 0 | 0 | 0 | 0 | 0 | 0 | 0 | 0 | 0 | 0 | 0 | 0 | 0 | 0 | 0 | 0 | 0 | 0 | 0 | 0 | 0 | 0 | 0 | 0 | 0 | 0 | 0 | 0 | 0 | 0 | 0 | 0 | 0 | 0 | 0 | 0 | 0 | 0
29FP | Total Leakage | sum (23FP:28FP) | Ml/d | 2 | 0 | 0 | 0 | 0 | 0 | 0 | 0 | 0 | 0 | 0 | 0 | 0 | 0 | 0 | 0 | 0 | 0 | 0 | 0 | 0 | 0 | 0 | 0 | 0 | 0 | 0 | 0 | 0 | 0 | 0 | 0 | 0 | 0 | 0 | 0 | 0 | 0 | 0 | 0 | 0 | 0 | 0 | 0 | 0 | 0 | 0 | 0 | 0 | 0 | 0 | 0 | 0 | 0 | 0 | 0 | 0 | 0 | 0 | 0 | 0 | 0 | 0 | 0 | 0 | 0 | 0 | 0 | 0 | 0 | 0 | 0 | 0 | 0 | 0 | 0 | 0 | 0 | 0 | 0 | 0 | 0
30FP | Leakage/property | (29FP * 1,000,000) / (36FP * 1,000) | l/prop/d | 2 | #DIV/0! | #DIV/0! | #DIV/0! | #DIV/0! | #DIV/0! | #DIV/0! | #DIV/0! | #DIV/0! | #DIV/0! | #DIV/0! | #DIV/0! | #DIV/0! | #DIV/0! | #DIV/0! | #DIV/0! | #DIV/0! | #DIV/0! | #DIV/0! | #DIV/0! | #DIV/0! | #DIV/0! | #DIV/0! | #DIV/0! | #DIV/0! | #DIV/0! | #DIV/0! | #DIV/0! | #DIV/0! | #DIV/0! | #DIV/0! | #DIV/0! | #DIV/0! | #DIV/0! | #DIV/0! | #DIV/0! | #DIV/0! | #DIV/0! | #DIV/0! | #DIV/0! | #DIV/0! | #DIV/0! | #DIV/0! | #DIV/0! | #DIV/0! | #DIV/0! | #DIV/0! | #DIV/0! | #DIV/0! | #DIV/0! | #DIV/0! | #DIV/0! | #DIV/0! | #DIV/0! | #DIV/0! | #DIV/0! | #DIV/0! | #DIV/0! | #DIV/0! | #DIV/0! | #DIV/0! | #DIV/0! | #DIV/0! | #DIV/0! | #DIV/0! | #DIV/0! | #DIV/0! | #DIV/0! | #DIV/0! | #DIV/0! | #DIV/0! | #DIV/0! | #DIV/0! | #DIV/0! | #DIV/0! | #DIV/0! | #DIV/0! | #DIV/0! | #DIV/0! | #DIV/0! | #DIV/0! | #DIV/0!
31FP | Measured Non Household - properties | Input | 000's | 2
32FP | Unmeasured Non Household - properties | Input | 000's | 2
33FP | All void non-households - properties | Input | 000's | 2
34FP | Measured households - properties (excl. void) | Year before + sum (34.1BL:34.6BL) | 000's | 2 |  | 0 | 0 | 0 | 0 | 0 | 0 | 0 | 0 | 0 | 0 | 0 | 0 | 0 | 0 | 0 | 0 | 0 | 0 | 0 | 0 | 0 | 0 | 0 | 0 | 0 | 0 | 0 | 0 | 0 | 0 | 0 | 0 | 0 | 0 | 0 | 0 | 0 | 0 | 0 | 0 | 0 | 0 | 0 | 0 | 0 | 0 | 0 | 0 | 0 | 0 | 0 | 0 | 0 | 0 | 0 | 0 | 0 | 0 | 0 | 0 | 0 | 0 | 0 | 0 | 0 | 0 | 0 | 0 | 0 | 0 | 0 | 0 | 0 | 0 | 0 | 0 | 0 | 0 | 0 | 0
34.1FP | New build properties - properties | Input (new builds in each year) | 000's | 2
34.2FP | Meter optants - properties | Input (meter optants in each year) | 000's | 2
34.3FP | Compulsory metering - properties | Input (compulsory meters in each year) | 000's | 2
34.4FP | Metering on change of occupancy - properties | Input (change of occupancy meters in each year) | 000's | 2
34.5FP | Selective metering - properties | Input (selective meters in each year) | 000's | 2
34.6FP | Other changes to existing metering - properties | Input (other changes to meters in each year) | 000's | 2
34.7FP | Measured household void properties | Input | 000's | 2
35FP | Unmeasured households - properties (excl. void) | Input | 000's | 2
35.1FP | Unmeasured household void properties | Input | 000's | 2
36FP | Total Resource Zone Properties (incl. voids) | sum (31FP:34FP) + 34.7FP + 35BL + 35.1BL | 000's | 2 | 0 | 0 | 0 | 0 | 0 | 0 | 0 | 0 | 0 | 0 | 0 | 0 | 0 | 0 | 0 | 0 | 0 | 0 | 0 | 0 | 0 | 0 | 0 | 0 | 0 | 0 | 0 | 0 | 0 | 0 | 0 | 0 | 0 | 0 | 0 | 0 | 0 | 0 | 0 | 0 | 0 | 0 | 0 | 0 | 0 | 0 | 0 | 0 | 0 | 0 | 0 | 0 | 0 | 0 | 0 | 0 | 0 | 0 | 0 | 0 | 0 | 0 | 0 | 0 | 0 | 0 | 0 | 0 | 0 | 0 | 0 | 0 | 0 | 0 | 0 | 0 | 0 | 0 | 0 | 0 | 0
37FP | Measured Non Household - Population | Input | 000's | 2
38FP | Unmeasured Non Household - Population | Input | 000's | 2
39FP | Measured Household - Population | Input | 000's | 2
40FP | Unmeasured Household - Population | Input | 000's | 2
41FP | Total Resource Zone Population | sum (37FP:40FP) | 000's | 2 | 0 | 0 | 0 | 0 | 0 | 0 | 0 | 0 | 0 | 0 | 0 | 0 | 0 | 0 | 0 | 0 | 0 | 0 | 0 | 0 | 0 | 0 | 0 | 0 | 0 | 0 | 0 | 0 | 0 | 0 | 0 | 0 | 0 | 0 | 0 | 0 | 0 | 0 | 0 | 0 | 0 | 0 | 0 | 0 | 0 | 0 | 0 | 0 | 0 | 0 | 0 | 0 | 0 | 0 | 0 | 0 | 0 | 0 | 0 | 0 | 0 | 0 | 0 | 0 | 0 | 0 | 0 | 0 | 0 | 0 | 0 | 0 | 0 | 0 | 0 | 0 | 0 | 0 | 0 | 0 | 0
42FP | Average household occupancy rate (excl. voids) | (39FP + 40FP) / (34FP + 35FP) | h/prop | 1 | #DIV/0! | #DIV/0! | #DIV/0! | #DIV/0! | #DIV/0! | #DIV/0! | #DIV/0! | #DIV/0! | #DIV/0! | #DIV/0! | #DIV/0! | #DIV/0! | #DIV/0! | #DIV/0! | #DIV/0! | #DIV/0! | #DIV/0! | #DIV/0! | #DIV/0! | #DIV/0! | #DIV/0! | #DIV/0! | #DIV/0! | #DIV/0! | #DIV/0! | #DIV/0! | #DIV/0! | #DIV/0! | #DIV/0! | #DIV/0! | #DIV/0! | #DIV/0! | #DIV/0! | #DIV/0! | #DIV/0! | #DIV/0! | #DIV/0! | #DIV/0! | #DIV/0! | #DIV/0! | #DIV/0! | #DIV/0! | #DIV/0! | #DIV/0! | #DIV/0! | #DIV/0! | #DIV/0! | #DIV/0! | #DIV/0! | #DIV/0! | #DIV/0! | #DIV/0! | #DIV/0! | #DIV/0! | #DIV/0! | #DIV/0! | #DIV/0! | #DIV/0! | #DIV/0! | #DIV/0! | #DIV/0! | #DIV/0! | #DIV/0! | #DIV/0! | #DIV/0! | #DIV/0! | #DIV/0! | #DIV/0! | #DIV/0! | #DIV/0! | #DIV/0! | #DIV/0! | #DIV/0! | #DIV/0! | #DIV/0! | #DIV/0! | #DIV/0! | #DIV/0! | #DIV/0! | #DIV/0! | #DIV/0!
43FP | Total Household Metering penetration (excl. voids) | 34FP / (34FP + 35FP) | % | 1 | #DIV/0! | #DIV/0! | #DIV/0! | #DIV/0! | #DIV/0! | #DIV/0! | #DIV/0! | #DIV/0! | #DIV/0! | #DIV/0! | #DIV/0! | #DIV/0! | #DIV/0! | #DIV/0! | #DIV/0! | #DIV/0! | #DIV/0! | #DIV/0! | #DIV/0! | #DIV/0! | #DIV/0! | #DIV/0! | #DIV/0! | #DIV/0! | #DIV/0! | #DIV/0! | #DIV/0! | #DIV/0! | #DIV/0! | #DIV/0! | #DIV/0! | #DIV/0! | #DIV/0! | #DIV/0! | #DIV/0! | #DIV/0! | #DIV/0! | #DIV/0! | #DIV/0! | #DIV/0! | #DIV/0! | #DIV/0! | #DIV/0! | #DIV/0! | #DIV/0! | #DIV/0! | #DIV/0! | #DIV/0! | #DIV/0! | #DIV/0! | #DIV/0! | #DIV/0! | #DIV/0! | #DIV/0! | #DIV/0! | #DIV/0! | #DIV/0! | #DIV/0! | #DIV/0! | #DIV/0! | #DIV/0! | #DIV/0! | #DIV/0! | #DIV/0! | #DIV/0! | #DIV/0! | #DIV/0! | #DIV/0! | #DIV/0! | #DIV/0! | #DIV/0! | #DIV/0! | #DIV/0! | #DIV/0! | #DIV/0! | #DIV/0! | #DIV/0! | #DIV/0! | #DIV/0! | #DIV/0! | #DIV/0!
44FP | Total Household Metering penetration (incl. voids) | (34FP) / (34FP + 34.7FP + 35FP + 35.1FP) | % | 1 | #DIV/0! | #DIV/0! | #DIV/0! | #DIV/0! | #DIV/0! | #DIV/0! | #DIV/0! | #DIV/0! | #DIV/0! | #DIV/0! | #DIV/0! | #DIV/0! | #DIV/0! | #DIV/0! | #DIV/0! | #DIV/0! | #DIV/0! | #DIV/0! | #DIV/0! | #DIV/0! | #DIV/0! | #DIV/0! | #DIV/0! | #DIV/0! | #DIV/0! | #DIV/0! | #DIV/0! | #DIV/0! | #DIV/0! | #DIV/0! | #DIV/0! | #DIV/0! | #DIV/0! | #DIV/0! | #DIV/0! | #DIV/0! | #DIV/0! | #DIV/0! | #DIV/0! | #DIV/0! | #DIV/0! | #DIV/0! | #DIV/0! | #DIV/0! | #DIV/0! | #DIV/0! | #DIV/0! | #DIV/0! | #DIV/0! | #DIV/0! | #DIV/0! | #DIV/0! | #DIV/0! | #DIV/0! | #DIV/0! | #DIV/0! | #DIV/0! | #DIV/0! | #DIV/0! | #DIV/0! | #DIV/0! | #DIV/0! | #DIV/0! | #DIV/0! | #DIV/0! | #DIV/0! | #DIV/0! | #DIV/0! | #DIV/0! | #DIV/0! | #DIV/0! | #DIV/0! | #DIV/0! | #DIV/0! | #DIV/0! | #DIV/0! | #DIV/0! | #DIV/0! | #DIV/0! | #DIV/0! | #DIV/0!
45FP | Distribution input | sum (12FP:15FP) + 21FP + 22FP + 27FP + 28FP | Ml/d | 2 | 0 | 0 | 0 | 0 | 0 | 0 | 0 | 0 | 0 | 0 | 0 | 0 | 0 | 0 | 0 | 0 | 0 | 0 | 0 | 0 | 0 | 0 | 0 | 0 | 0 | 0 | 0 | 0 | 0 | 0 | 0 | 0 | 0 | 0 | 0 | 0 | 0 | 0 | 0 | 0 | 0 | 0 | 0 | 0 | 0 | 0 | 0 | 0 | 0 | 0 | 0 | 0 | 0 | 0 | 0 | 0 | 0 | 0 | 0 | 0 | 0 | 0 | 0 | 0 | 0 | 0 | 0 | 0 | 0 | 0 | 0 | 0 | 0 | 0 | 0 | 0 | 0 | 0 | 0 | 0 | 0
46FP | Target headroom (climate change component) | Input | Ml/d | 2
47FP | Target headroom (All other components) | Input | Ml/d | 2
48FP | Target Headroom | 46FP + 47FP | Ml/d | 2 | 0 | 0 | 0 | 0 | 0 | 0 | 0 | 0 | 0 | 0 | 0 | 0 | 0 | 0 | 0 | 0 | 0 | 0 | 0 | 0 | 0 | 0 | 0 | 0 | 0 | 0 | 0 | 0 | 0 | 0 | 0 | 0 | 0 | 0 | 0 | 0 | 0 | 0 | 0 | 0 | 0 | 0 | 0 | 0 | 0 | 0 | 0 | 0 | 0 | 0 | 0 | 0 | 0 | 0 | 0 | 0 | 0 | 0 | 0 | 0 | 0 | 0 | 0 | 0 | 0 | 0 | 0 | 0 | 0 | 0 | 0 | 0 | 0 | 0 | 0 | 0 | 0 | 0 | 0 | 0 | 0
49FP | Available Headroom | 11FP - 45FP | Ml/d | 2 | 0 | 0 | 0 | 0 | 0 | 0 | 0 | 0 | 0 | 0 | 0 | 0 | 0 | 0 | 0 | 0 | 0 | 0 | 0 | 0 | 0 | 0 | 0 | 0 | 0 | 0 | 0 | 0 | 0 | 0 | 0 | 0 | 0 | 0 | 0 | 0 | 0 | 0 | 0 | 0 | 0 | 0 | 0 | 0 | 0 | 0 | 0 | 0 | 0 | 0 | 0 | 0 | 0 | 0 | 0 | 0 | 0 | 0 | 0 | 0 | 0 | 0 | 0 | 0 | 0 | 0 | 0 | 0 | 0 | 0 | 0 | 0 | 0 | 0 | 0 | 0 | 0 | 0 | 0 | 0 | 0
49.1FP | Available non-potable balance (if applicable) | 1.1FP - 12.1FP | Ml/d | 2 | 0 | 0 | 0 | 0 | 0 | 0 | 0 | 0 | 0 | 0 | 0 | 0 | 0 | 0 | 0 | 0 | 0 | 0 | 0 | 0 | 0 | 0 | 0 | 0 | 0 | 0 | 0 | 0 | 0 | 0 | 0 | 0 | 0 | 0 | 0 | 0 | 0 | 0 | 0 | 0 | 0 | 0 | 0 | 0 | 0 | 0 | 0 | 0 | 0 | 0 | 0 | 0 | 0 | 0 | 0 | 0 | 0 | 0 | 0 | 0 | 0 | 0 | 0 | 0 | 0 | 0 | 0 | 0 | 0 | 0 | 0 | 0 | 0 | 0 | 0 | 0 | 0 | 0 | 0 | 0 | 0
50FP | Supply Demand Balance | 49FP - 48FP | Ml/d | 2 | 0 | 0 | 0 | 0 | 0 | 0 | 0 | 0 | 0 | 0 | 0 | 0 | 0 | 0 | 0 | 0 | 0 | 0 | 0 | 0 | 0 | 0 | 0 | 0 | 0 | 0 | 0 | 0 | 0 | 0 | 0 | 0 | 0 | 0 | 0 | 0 | 0 | 0 | 0 | 0 | 0 | 0 | 0 | 0 | 0 | 0 | 0 | 0 | 0 | 0 | 0 | 0 | 0 | 0 | 0 | 0 | 0 | 0 | 0 | 0 | 0 | 0 | 0 | 0 | 0 | 0 | 0 | 0 | 0 | 0 | 0 | 0 | 0 | 0 | 0 | 0 | 0 | 0 | 0 | 0 | 0
Data for Charts
DYAA Baseline |  |  |  |  | 2019-20 | 2020-21 | 2021-22 | 2022-23 | 2023-24 | 2024-25 | 2025-26 | 2026-27 | 2027-28 | 2028-29 | 2029-30 | 2030-31 | 2031-32 | 2032-33 | 2033-34 | 2034-35 | 2035-36 | 2036-37 | 2037-38 | 2038-39 | 2039-40 | 2040-41 | 2041-42 | 2042-43 | 2043-44 | 2044-45 | 2045-46 | 2046-47 | 2047-48 | 2048-49 | 2049-50 | 2050-51 | 2051-52 | 2052-53 | 2053-54 | 2054-55 | 2055-56 | 2056-57 | 2057-58 | 2058-59 | 2059-60 | 2060-61 | 2061-62 | 2062-63 | 2063-64 | 2064-65 | 2065-66 | 2066-67 | 2067-68 | 2068-69 | 2069-70 | 2070-71 | 2071-72 | 2072-73 | 2073-74 | 2074-75 | 2075-76 | 2076-77 | 2077-78 | 2078-79 | 2079-80 | 2080-81 | 2081-82 | 2082-83 | 2083-84 | 2084-85 | 2085-86 | 2086-87 | 2087-88 | 2088-89 | 2089-90 | 2090-91 | 2091-92 | 2092-93 | 2093-94 | 2094-95 | 2095-96 | 2096-97 | 2097-98 | 2098-99 | 2099-100
| Measured HH consumption |  | Ml/d | 2 | 65.6 | 68.56 | 79.0624 | 79.4684 | 79.7548 | 79.8566 | 82.3095 | 85.1465 | 88.0045 | 90.8994 | 93.797 | 96.5328 | 99.2463 | 101.9235 | 104.5478 | 107.1266 | 109.6985 | 112.2106 | 114.6587 | 117.0457 | 119.3739 | 121.6408 | 123.8433 | 125.9874 | 128.061 | 130.0704 | 131.8729 | 133.6104 | 135.328 | 137.0261 | 138.7055 | 140.564 | 142.409 | 144.2406 | 146.0592 | 147.8651 | 149.6584 | 151.4394 | 153.2084 | 154.9657 | 156.7114 | 158.4458 | 160.1692 | 161.8809 | 163.5813 | 165.2706 | 166.9489 | 168.6167 | 170.2739 | 171.9209 | 173.5582 | 175.1855 | 176.8035 | 178.4119 | 180.0113 | 181.6016 | 183.1833 | 184.7565 | 186.3212 | 187.8777 | 189.4263 | 190.9671 | 192.5004 | 194.0261 | 195.5447 | 197.056 | 198.5604 | 200.0581 | 201.5489 | 203.0335 | 204.5118 | 205.9839 | 207.45 | 208.9104 | 210.3649 | 211.8139 | 213.2576 | 214.6959 | 216.1291 | 217.5573 | 218.9806
| Unmeasured HH consumption |  | Ml/d | 2 | 116.96 | 114.91 | 130.9148 | 124.7992 | 118.8706 | 113.1207 | 110.8681 | 108.4375 | 106.0297 | 103.6372 | 101.2586 | 99.0545 | 96.8574 | 94.686 | 92.5489 | 90.4572 | 88.4645 | 86.5355 | 84.6706 | 82.8707 | 81.137 | 79.4703 | 77.8712 | 76.3415 | 74.8816 | 73.4934 | 72.1785 | 70.9389 | 69.721 | 68.5247 | 67.3494 | 66.279 | 65.2257 | 64.189 | 63.1689 | 62.1649 | 61.1768 | 60.2043 | 59.2473 | 58.3054 | 57.3784 | 56.4661 | 55.5682 | 54.6848 | 53.8157 | 52.9606 | 52.1193 | 51.2916 | 50.4772 | 49.676 | 48.8876 | 48.112 | 47.3488 | 46.5979 | 45.859 | 45.132 | 44.4167 | 43.7129 | 43.0204 | 42.3389 | 41.6684 | 41.0086 | 40.3594 | 39.7205 | 39.0919 | 38.4734 | 37.8647 | 37.2657 | 36.6763 | 36.0963 | 35.5256 | 34.9639 | 34.4112 | 33.8673 | 33.3321 | 32.8054 | 32.2871 | 31.777 | 31.275 | 30.7811 | 30.2949
| Non-HH consumption |  | Ml/d | 2 | 55.7 | 51.87 | 51.87 | 52.8529 | 53.2969 | 53.756 | 54.1274 | 54.3773 | 54.5971 | 54.7967 | 54.9846 | 55.14 | 55.2586 | 55.3713 | 55.4818 | 55.5973 | 55.7148 | 55.8363 | 55.9596 | 56.0842 | 56.2091 | 56.3142 | 56.3778 | 56.4414 | 56.5049 | 56.5685 | 56.6321 | 56.6956 | 56.7592 | 56.8228 | 56.8863 | 56.9499 | 57.0135 | 57.077 | 57.1406 | 57.2042 | 57.2678 | 57.3313 | 57.3949 | 57.4585 | 57.522 | 57.5856 | 57.6492 | 57.7127 | 57.7763 | 57.8399 | 57.9035 | 57.967 | 58.0306 | 58.0942 | 58.1577 | 58.2213 | 58.2849 | 58.3484 | 58.412 | 58.4756 | 58.5392 | 58.6027 | 58.6663 | 58.7299 | 58.7934 | 58.857 | 58.9206 | 58.9841 | 59.0477 | 59.1113 | 59.1748 | 59.2384 | 59.302 | 59.3656 | 59.4291 | 59.4927 | 59.5563 | 59.6198 | 59.6834 | 59.747 | 59.8105 | 59.8741 | 59.9377 | 60.0013 | 60.0648
| Total Leakage |  | Ml/d | 2 | 72.4 | 71.1 | 69.4 | 66.8 | 64.1 | 61.5 | 59.5 | 59.5 | 59.5 | 59.5 | 59.5 | 59.5 | 59.5 | 59.5 | 59.5 | 59.5 | 59.5 | 59.5 | 59.5 | 59.5 | 59.5 | 59.5 | 59.5 | 59.5 | 59.5 | 59.5 | 59.5 | 59.5 | 59.5 | 59.5 | 59.5 | 59.5 | 59.5 | 59.5 | 59.5 | 59.5 | 59.5 | 59.5 | 59.5 | 59.5 | 59.5 | 59.5 | 59.5 | 59.5 | 59.5 | 59.5 | 59.5 | 59.5 | 59.5 | 59.5 | 59.5 | 59.5 | 59.5 | 59.5 | 59.5 | 59.5 | 59.5 | 59.5 | 59.5 | 59.5 | 59.5 | 59.5 | 59.5 | 59.5 | 59.5 | 59.5 | 59.5 | 59.5 | 59.5 | 59.5 | 59.5 | 59.5 | 59.5 | 59.5 | 59.5 | 59.5 | 59.5 | 59.5 | 59.5 | 59.5 | 59.5
| Other demand components |  | Ml/d | 2 | 2.18 | 2.18 | 2.18 | 2.18 | 2.18 | 2.18 | 2.18 | 2.18 | 2.18 | 2.18 | 2.18 | 2.18 | 2.18 | 2.18 | 2.18 | 2.18 | 2.18 | 2.18 | 2.18 | 2.18 | 2.18 | 2.18 | 2.18 | 2.18 | 2.18 | 2.18 | 2.18 | 2.18 | 2.18 | 2.18 | 2.18 | 2.18 | 2.18 | 2.18 | 2.18 | 2.18 | 2.18 | 2.18 | 2.18 | 2.18 | 2.18 | 2.18 | 2.18 | 2.18 | 2.18 | 2.18 | 2.18 | 2.18 | 2.18 | 2.18 | 2.18 | 2.18 | 2.18 | 2.18 | 2.18 | 2.18 | 2.18 | 2.18 | 2.18 | 2.18 | 2.18 | 2.18 | 2.18 | 2.18 | 2.18 | 2.18 | 2.18 | 2.18 | 2.18 | 2.18 | 2.18 | 2.18 | 2.18 | 2.18 | 2.18 | 2.18 | 2.18 | 2.18 | 2.18 | 2.18 | 2.18
| Total Water Available for use |  | Ml/d | 2 | 268.41 | 260.68 | 255.96 | 267.55 | 267.26 | 273.32 | 268.57 | 268.46 | 268.35 | 268.24 | 249.35 | 245.568 | 241.786 | 238.014 | 234.232 | 230.45 | 228.138 | 225.826 | 223.514 | 222.202 | 218.89 | 218.74 | 218.6 | 218.45 | 218.31 | 218.16 | 218.05 | 217.94 | 217.83 | 217.72 | 217.61 | 217.46 | 217.32 | 217.17 | 217.03 | 216.82 | 216.77 | 216.66 | 216.55 | 216.44 | 216.33 | 216.18 | 216.04 | 215.89 | 215.75 | 215.6 | 215.49 | 215.38 | 215.28 | 215.17 | 215.06 | 214.91 | 214.77 | 214.62 | 214.48 | 214.33 | 215.18 | 214.04 | 213.89 | 213.75 | 213.6 | 213.49 | 213.38 | 213.27 | 213.16 | 213.05 | 212.9 | 212.76 | 212.61 | 212.47 | 212.32 | 212.17 | 212.03 | 211.88 | 211.74 | 211.59 | 211.44 | 211.3 | 211.15 | 211.01 | 210.86
| Total Demand + Target Headroom |  | Ml/d | 2 | 320.13 | 316.18 | 344.5872 | 337.0504 | 328.1124 | 320.2433 | 319.0251 | 320.0813 | 321.2414 | 321.7534 | 322.7702 | 324.1774 | 325.0023 | 325.5908 | 326.1885 | 327.5212 | 328.8879 | 329.0225 | 329.9789 | 330.6007 | 332.4201 | 332.2452 | 333.4423 | 334.3203 | 334.8975 | 335.2922 | 336.5435 | 336.7949 | 337.7882 | 338.1135 | 339.0213 | 339.6329 | 340.9482 | 341.7867 | 342.5487 | 343.8641 | 344.243 | 344.445 | 346.5006 | 346.7596 | 348.8418 | 349.4076 | 349.8766 | 350.8285 | 351.5534 | 353.4611 | 353.9417 | 355.4553 | 356.2317 | 357.2511 | 358.5835 | 359.2788 | 360.3071 | 361.4382 | 362.5724 | 363.2392 | 364.2092 | 365.2821 | 366.3379 | 367.5765 | 368.0181 | 368.9127 | 369.9604 | 371.2908 | 372.2243 | 372.6806 | 374.5799 | 375.9122 | 376.1072 | 377.5154 | 378.7265 | 379.5805 | 381.5275 | 382.1076 | 383.6804 | 384.6363 | 385.4453 | 386.5571 | 388.5618 | 389.4396 | 391.1204
DYAA Final Plan |  |  |  |  | 2019-20 | 2020-21 | 2021-22 | 2022-23 | 2023-24 | 2024-25 | 2025-26 | 2026-27 | 2027-28 | 2028-29 | 2029-30 | 2030-31 | 2031-32 | 2032-33 | 2033-34 | 2034-35 | 2035-36 | 2036-37 | 2037-38 | 2038-39 | 2039-40 | 2040-41 | 2041-42 | 2042-43 | 2043-44 | 2044-45 | 2045-46 | 2046-47 | 2047-48 | 2048-49 | 2049-50 | 2050-51 | 2051-52 | 2052-53 | 2053-54 | 2054-55 | 2055-56 | 2056-57 | 2057-58 | 2058-59 | 2059-60 | 2060-61 | 2061-62 | 2062-63 | 2063-64 | 2064-65 | 2065-66 | 2066-67 | 2067-68 | 2068-69 | 2069-70 | 2070-71 | 2071-72 | 2072-73 | 2073-74 | 2074-75 | 2075-76 | 2076-77 | 2077-78 | 2078-79 | 2079-80 | 2080-81 | 2081-82 | 2082-83 | 2083-84 | 2084-85 | 2085-86 | 2086-87 | 2087-88 | 2088-89 | 2089-90 | 2090-91 | 2091-92 | 2092-93 | 2093-94 | 2094-95 | 2095-96 | 2096-97 | 2097-98 | 2098-99 | 2099-100
| Measured HH consumption |  | Ml/d | 2 | 65.6 | 68.56 | 79.0624 | 79.4684 | 79.7548 | 79.8566 | 79.2935 | 88.4618 | 97.6691 | 106.9234 | 116.1896 | 125.3937 | 135.573 | 144.7325 | 153.865 | 161.9884 | 172.9746 | 172.1725 | 171.3595 | 170.5395 | 169.7153 | 169.6622 | 169.6059 | 169.553 | 169.4935 | 169.4344 | 169.4158 | 169.4039 | 169.3905 | 169.3755 | 169.5949 | 170.383 | 171.1747 | 171.9696 | 172.7681 | 173.5699 | 174.3752 | 175.1837 | 175.9957 | 176.8111 | 177.6298 | 178.452 | 179.2774 | 180.1057 | 180.937 | 181.7712 | 182.6082 | 183.4483 | 184.2911 | 185.1369 | 185.9858 | 186.8375 | 187.6923 | 188.5498 | 189.4104 | 190.2736 | 191.14 | 192.0094 | 192.8816 | 193.7567 | 194.6347 | 195.5157 | 196.3998 | 197.2867 | 198.1766 | 199.0693 | 199.9651 | 200.8638 | 201.7652 | 202.6698 | 203.5774 | 204.4878 | 205.4013 | 206.3178 | 207.237 | 208.1594 | 209.0847 | 210.013 | 210.9441 | 211.8784 | 212.8155
| Unmeasured HH consumption |  | Ml/d | 2 | 116.96 | 114.91 | 130.9148 | 124.7992 | 118.8706 | 113.1207 | 111.793 | 100.935 | 90.077 | 79.219 | 68.361 | 57.503 | 46.645 | 35.787 | 24.929 | 14.071 | 2.29 | 2.29 | 2.29 | 2.29 | 2.29 | 2.29 | 2.29 | 2.29 | 2.29 | 2.29 | 2.29 | 2.29 | 2.29 | 2.29 | 2.29 | 2.29 | 2.29 | 2.29 | 2.29 | 2.29 | 2.29 | 2.29 | 2.29 | 2.29 | 2.29 | 2.29 | 2.29 | 2.29 | 2.29 | 2.29 | 2.29 | 2.29 | 2.29 | 2.29 | 2.29 | 2.29 | 2.29 | 2.29 | 2.29 | 2.29 | 2.29 | 2.29 | 2.29 | 2.29 | 2.29 | 2.29 | 2.29 | 2.29 | 2.29 | 2.29 | 2.29 | 2.29 | 2.29 | 2.29 | 2.29 | 2.29 | 2.29 | 2.29 | 2.29 | 2.29 | 2.29 | 2.29 | 2.29 | 2.29 | 2.29
| Non-HH consumption |  | Ml/d | 2 | 55.7 | 51.87 | 51.87 | 52.8529 | 53.2969 | 53.756 | 53.3034 | 52.7293 | 52.1251 | 51.5007 | 50.8646 | 50.466 | 50.0306 | 49.5893 | 49.1458 | 48.7073 | 48.1068 | 47.5103 | 46.9156 | 46.3222 | 45.7291 | 45.8342 | 45.8978 | 45.9614 | 46.0249 | 46.0885 | 46.1521 | 46.2156 | 46.2792 | 46.3428 | 46.4063 | 46.4699 | 46.5335 | 46.597 | 46.6606 | 46.7242 | 46.7878 | 46.8513 | 46.9149 | 46.9785 | 47.042 | 47.1056 | 47.1692 | 47.2327 | 47.2963 | 47.3599 | 47.4235 | 47.487 | 47.5506 | 47.6142 | 47.6777 | 47.7413 | 47.8049 | 47.8684 | 47.932 | 47.9956 | 48.0592 | 48.1227 | 48.1863 | 48.2499 | 48.3134 | 48.377 | 48.4406 | 48.5041 | 48.5677 | 48.6313 | 48.6948 | 48.7584 | 48.822 | 48.8856 | 48.9491 | 49.0127 | 49.0763 | 49.1398 | 49.2034 | 49.267 | 49.3305 | 49.3941 | 49.4577 | 49.5213 | 49.5848
| Total Leakage |  | Ml/d | 2 | 72.4 | 71.1 | 69.4 | 66.8 | 64.1 | 61.5 | 58.524 | 57.548 | 56.572 | 55.596 | 54.56 | 53.13 | 51.71 | 50.27 | 48.85 | 47.42 | 46.67 | 45.92 | 45.16 | 44.41 | 43.52 | 42.95 | 42.46 | 41.82 | 41.39 | 40.75 | 39.98 | 39.21 | 38.44 | 37.67 | 36.8 | 36.8 | 36.8 | 36.8 | 36.8 | 36.8 | 36.8 | 36.8 | 36.8 | 36.8 | 36.8 | 36.8 | 36.8 | 36.8 | 36.8 | 36.8 | 36.8 | 36.8 | 36.8 | 36.8 | 36.8 | 36.8 | 36.8 | 36.8 | 36.8 | 36.8 | 36.8 | 36.8 | 36.8 | 36.8 | 36.8 | 36.8 | 36.8 | 36.8 | 36.8 | 36.8 | 36.8 | 36.8 | 36.8 | 36.8 | 36.8 | 36.8 | 36.8 | 36.8 | 36.8 | 36.8 | 36.8 | 36.8 | 36.8 | 36.8 | 36.8
| Other demand components |  | Ml/d | 2 | 2.18 | 2.18 | 2.18 | 2.18 | 2.18 | 2.18 | 2.18 | 2.18 | 2.18 | 2.18 | 2.18 | 2.18 | 2.18 | 2.18 | 2.18 | 2.18 | 2.18 | 2.18 | 2.18 | 2.18 | 2.18 | 2.18 | 2.18 | 2.18 | 2.18 | 2.18 | 2.18 | 2.18 | 2.18 | 2.18 | 2.18 | 2.18 | 2.18 | 2.18 | 2.18 | 2.18 | 2.18 | 2.18 | 2.18 | 2.18 | 2.18 | 2.18 | 2.18 | 2.18 | 2.18 | 2.18 | 2.18 | 2.18 | 2.18 | 2.18 | 2.18 | 2.18 | 2.18 | 2.18 | 2.18 | 2.18 | 2.18 | 2.18 | 2.18 | 2.18 | 2.18 | 2.18 | 2.18 | 2.18 | 2.18 | 2.18 | 2.18 | 2.18 | 2.18 | 2.18 | 2.18 | 2.18 | 2.18 | 2.18 | 2.18 | 2.18 | 2.18 | 2.18 | 2.18 | 2.18 | 2.18
| Total Water Available for use |  | Ml/d | 2 | 348.41 | 340.68 | 335.96 | 347.55 | 347.26 | 353.32 | 348.57 | 348.46 | 348.35 | 348.24 | 329.35 | 325.568 | 321.786 | 318.014 | 314.232 | 310.45 | 308.138 | 305.826 | 303.514 | 302.202 | 298.89 | 298.74 | 298.6 | 298.45 | 298.31 | 298.16 | 298.05 | 297.94 | 297.83 | 297.72 | 297.61 | 297.46 | 297.32 | 297.17 | 297.03 | 296.82 | 296.77 | 296.66 | 296.55 | 296.44 | 296.33 | 296.18 | 296.04 | 295.89 | 295.75 | 295.6 | 295.49 | 295.38 | 295.28 | 295.17 | 295.06 | 294.91 | 294.77 | 294.62 | 294.48 | 294.33 | 295.18 | 294.04 | 293.89 | 293.75 | 293.6 | 293.49 | 293.38 | 293.27 | 293.16 | 293.05 | 292.9 | 292.76 | 292.61 | 292.47 | 292.32 | 292.17 | 292.03 | 291.88 | 291.74 | 291.59 | 291.44 | 291.3 | 291.15 | 291.01 | 290.86
| Total Demand + Target Headroom |  | Ml/d | 2 | 320.13 | 316.18 | 344.5872 | 337.0504 | 328.1124 | 320.2433 | 315.1339 | 312.2941 | 309.5532 | 306.1591 | 303.2052 | 300.4427 | 298.0985 | 294.4888 | 290.8998 | 287.0267 | 285.5515 | 282.8328 | 280.9151 | 278.6617 | 277.4545 | 276.0564 | 276.1037 | 275.6744 | 275.1484 | 274.2229 | 274.1979 | 273.1695 | 272.8797 | 271.9183 | 271.6713 | 272.2829 | 273.5982 | 274.4367 | 275.1987 | 276.5141 | 276.893 | 277.095 | 279.1506 | 279.4096 | 281.4918 | 282.0576 | 282.5266 | 283.4785 | 284.2034 | 286.1111 | 286.5917 | 288.1053 | 288.8817 | 289.9011 | 291.2335 | 291.9288 | 292.9571 | 294.0882 | 295.2224 | 295.8892 | 296.8592 | 297.9321 | 298.9879 | 300.2265 | 300.6681 | 301.5627 | 302.6104 | 303.9408 | 304.8743 | 305.3306 | 307.2299 | 308.5622 | 308.7572 | 310.1654 | 311.3765 | 312.2305 | 314.1775 | 314.7576 | 316.3304 | 317.2863 | 318.0953 | 319.2071 | 321.2118 | 322.0896 | 323.7704
DYCP Baseline |  |  |  |  | 2019-20 | 2020-21 | 2021-22 | 2022-23 | 2023-24 | 2024-25 | 2025-26 | 2026-27 | 2027-28 | 2028-29 | 2029-30 | 2030-31 | 2031-32 | 2032-33 | 2033-34 | 2034-35 | 2035-36 | 2036-37 | 2037-38 | 2038-39 | 2039-40 | 2040-41 | 2041-42 | 2042-43 | 2043-44 | 2044-45 | 2045-46 | 2046-47 | 2047-48 | 2048-49 | 2049-50 | 2050-51 | 2051-52 | 2052-53 | 2053-54 | 2054-55 | 2055-56 | 2056-57 | 2057-58 | 2058-59 | 2059-60 | 2060-61 | 2061-62 | 2062-63 | 2063-64 | 2064-65 | 2065-66 | 2066-67 | 2067-68 | 2068-69 | 2069-70 | 2070-71 | 2071-72 | 2072-73 | 2073-74 | 2074-75 | 2075-76 | 2076-77 | 2077-78 | 2078-79 | 2079-80 | 2080-81 | 2081-82 | 2082-83 | 2083-84 | 2084-85 | 2085-86 | 2086-87 | 2087-88 | 2088-89 | 2089-90 | 2090-91 | 2091-92 | 2092-93 | 2093-94 | 2094-95 | 2095-96 | 2096-97 | 2097-98 | 2098-99 | 2099-100
| Measured HH consumption |  | Ml/d | 2 | 0 | 0 | 0 | 0 | 0 | 0 | 0 | 0 | 0 | 0 | 0 | 0 | 0 | 0 | 0 | 0 | 0 | 0 | 0 | 0 | 0 | 0 | 0 | 0 | 0 | 0 | 0 | 0 | 0 | 0 | 0 | 0 | 0 | 0 | 0 | 0 | 0 | 0 | 0 | 0 | 0 | 0 | 0 | 0 | 0 | 0 | 0 | 0 | 0 | 0 | 0 | 0 | 0 | 0 | 0 | 0 | 0 | 0 | 0 | 0 | 0 | 0 | 0 | 0 | 0 | 0 | 0 | 0 | 0 | 0 | 0 | 0 | 0 | 0 | 0 | 0 | 0 | 0 | 0 | 0 | 0
| Unmeasured HH consumption |  | Ml/d | 2 | 0 | 0 | 0 | 0 | 0 | 0 | 0 | 0 | 0 | 0 | 0 | 0 | 0 | 0 | 0 | 0 | 0 | 0 | 0 | 0 | 0 | 0 | 0 | 0 | 0 | 0 | 0 | 0 | 0 | 0 | 0 | 0 | 0 | 0 | 0 | 0 | 0 | 0 | 0 | 0 | 0 | 0 | 0 | 0 | 0 | 0 | 0 | 0 | 0 | 0 | 0 | 0 | 0 | 0 | 0 | 0 | 0 | 0 | 0 | 0 | 0 | 0 | 0 | 0 | 0 | 0 | 0 | 0 | 0 | 0 | 0 | 0 | 0 | 0 | 0 | 0 | 0 | 0 | 0 | 0 | 0
| Non-HH consumption |  | Ml/d | 2 | 0 | 0 | 0 | 0 | 0 | 0 | 0 | 0 | 0 | 0 | 0 | 0 | 0 | 0 | 0 | 0 | 0 | 0 | 0 | 0 | 0 | 0 | 0 | 0 | 0 | 0 | 0 | 0 | 0 | 0 | 0 | 0 | 0 | 0 | 0 | 0 | 0 | 0 | 0 | 0 | 0 | 0 | 0 | 0 | 0 | 0 | 0 | 0 | 0 | 0 | 0 | 0 | 0 | 0 | 0 | 0 | 0 | 0 | 0 | 0 | 0 | 0 | 0 | 0 | 0 | 0 | 0 | 0 | 0 | 0 | 0 | 0 | 0 | 0 | 0 | 0 | 0 | 0 | 0 | 0 | 0
| Total Leakage |  | Ml/d | 2 | 0 | 0 | 0 | 0 | 0 | 0 | 0 | 0 | 0 | 0 | 0 | 0 | 0 | 0 | 0 | 0 | 0 | 0 | 0 | 0 | 0 | 0 | 0 | 0 | 0 | 0 | 0 | 0 | 0 | 0 | 0 | 0 | 0 | 0 | 0 | 0 | 0 | 0 | 0 | 0 | 0 | 0 | 0 | 0 | 0 | 0 | 0 | 0 | 0 | 0 | 0 | 0 | 0 | 0 | 0 | 0 | 0 | 0 | 0 | 0 | 0 | 0 | 0 | 0 | 0 | 0 | 0 | 0 | 0 | 0 | 0 | 0 | 0 | 0 | 0 | 0 | 0 | 0 | 0 | 0 | 0
| Other demand components |  | Ml/d | 2 | 0 | 0 | 0 | 0 | 0 | 0 | 0 | 0 | 0 | 0 | 0 | 0 | 0 | 0 | 0 | 0 | 0 | 0 | 0 | 0 | 0 | 0 | 0 | 0 | 0 | 0 | 0 | 0 | 0 | 0 | 0 | 0 | 0 | 0 | 0 | 0 | 0 | 0 | 0 | 0 | 0 | 0 | 0 | 0 | 0 | 0 | 0 | 0 | 0 | 0 | 0 | 0 | 0 | 0 | 0 | 0 | 0 | 0 | 0 | 0 | 0 | 0 | 0 | 0 | 0 | 0 | 0 | 0 | 0 | 0 | 0 | 0 | 0 | 0 | 0 | 0 | 0 | 0 | 0 | 0 | 0
| Total Water Available for use |  | Ml/d | 2 | 0 | 0 | 0 | 0 | 0 | 0 | 0 | 0 | 0 | 0 | 0 | 0 | 0 | 0 | 0 | 0 | 0 | 0 | 0 | 0 | 0 | 0 | 0 | 0 | 0 | 0 | 0 | 0 | 0 | 0 | 0 | 0 | 0 | 0 | 0 | 0 | 0 | 0 | 0 | 0 | 0 | 0 | 0 | 0 | 0 | 0 | 0 | 0 | 0 | 0 | 0 | 0 | 0 | 0 | 0 | 0 | 0 | 0 | 0 | 0 | 0 | 0 | 0 | 0 | 0 | 0 | 0 | 0 | 0 | 0 | 0 | 0 | 0 | 0 | 0 | 0 | 0 | 0 | 0 | 0 | 0
| Total Demand + Target Headroom |  | Ml/d | 2 | 0 | 0 | 0 | 0 | 0 | 0 | 0 | 0 | 0 | 0 | 0 | 0 | 0 | 0 | 0 | 0 | 0 | 0 | 0 | 0 | 0 | 0 | 0 | 0 | 0 | 0 | 0 | 0 | 0 | 0 | 0 | 0 | 0 | 0 | 0 | 0 | 0 | 0 | 0 | 0 | 0 | 0 | 0 | 0 | 0 | 0 | 0 | 0 | 0 | 0 | 0 | 0 | 0 | 0 | 0 | 0 | 0 | 0 | 0 | 0 | 0 | 0 | 0 | 0 | 0 | 0 | 0 | 0 | 0 | 0 | 0 | 0 | 0 | 0 | 0 | 0 | 0 | 0 | 0 | 0 | 0
DYCP Final Plan |  |  |  |  | 2019-20 | 2020-21 | 2021-22 | 2022-23 | 2023-24 | 2024-25 | 2025-26 | 2026-27 | 2027-28 | 2028-29 | 2029-30 | 2030-31 | 2031-32 | 2032-33 | 2033-34 | 2034-35 | 2035-36 | 2036-37 | 2037-38 | 2038-39 | 2039-40 | 2040-41 | 2041-42 | 2042-43 | 2043-44 | 2044-45 | 2045-46 | 2046-47 | 2047-48 | 2048-49 | 2049-50 | 2050-51 | 2051-52 | 2052-53 | 2053-54 | 2054-55 | 2055-56 | 2056-57 | 2057-58 | 2058-59 | 2059-60 | 2060-61 | 2061-62 | 2062-63 | 2063-64 | 2064-65 | 2065-66 | 2066-67 | 2067-68 | 2068-69 | 2069-70 | 2070-71 | 2071-72 | 2072-73 | 2073-74 | 2074-75 | 2075-76 | 2076-77 | 2077-78 | 2078-79 | 2079-80 | 2080-81 | 2081-82 | 2082-83 | 2083-84 | 2084-85 | 2085-86 | 2086-87 | 2087-88 | 2088-89 | 2089-90 | 2090-91 | 2091-92 | 2092-93 | 2093-94 | 2094-95 | 2095-96 | 2096-97 | 2097-98 | 2098-99 | 2099-100
| Measured HH consumption |  | Ml/d | 2 | 0 | 0 | 0 | 0 | 0 | 0 | 0 | 0 | 0 | 0 | 0 | 0 | 0 | 0 | 0 | 0 | 0 | 0 | 0 | 0 | 0 | 0 | 0 | 0 | 0 | 0 | 0 | 0 | 0 | 0 | 0 | 0 | 0 | 0 | 0 | 0 | 0 | 0 | 0 | 0 | 0 | 0 | 0 | 0 | 0 | 0 | 0 | 0 | 0 | 0 | 0 | 0 | 0 | 0 | 0 | 0 | 0 | 0 | 0 | 0 | 0 | 0 | 0 | 0 | 0 | 0 | 0 | 0 | 0 | 0 | 0 | 0 | 0 | 0 | 0 | 0 | 0 | 0 | 0 | 0 | 0
| Unmeasured HH consumption |  | Ml/d | 2 | 0 | 0 | 0 | 0 | 0 | 0 | 0 | 0 | 0 | 0 | 0 | 0 | 0 | 0 | 0 | 0 | 0 | 0 | 0 | 0 | 0 | 0 | 0 | 0 | 0 | 0 | 0 | 0 | 0 | 0 | 0 | 0 | 0 | 0 | 0 | 0 | 0 | 0 | 0 | 0 | 0 | 0 | 0 | 0 | 0 | 0 | 0 | 0 | 0 | 0 | 0 | 0 | 0 | 0 | 0 | 0 | 0 | 0 | 0 | 0 | 0 | 0 | 0 | 0 | 0 | 0 | 0 | 0 | 0 | 0 | 0 | 0 | 0 | 0 | 0 | 0 | 0 | 0 | 0 | 0 | 0
| Non-HH consumption |  | Ml/d | 2 | 0 | 0 | 0 | 0 | 0 | 0 | 0 | 0 | 0 | 0 | 0 | 0 | 0 | 0 | 0 | 0 | 0 | 0 | 0 | 0 | 0 | 0 | 0 | 0 | 0 | 0 | 0 | 0 | 0 | 0 | 0 | 0 | 0 | 0 | 0 | 0 | 0 | 0 | 0 | 0 | 0 | 0 | 0 | 0 | 0 | 0 | 0 | 0 | 0 | 0 | 0 | 0 | 0 | 0 | 0 | 0 | 0 | 0 | 0 | 0 | 0 | 0 | 0 | 0 | 0 | 0 | 0 | 0 | 0 | 0 | 0 | 0 | 0 | 0 | 0 | 0 | 0 | 0 | 0 | 0 | 0
| Total Leakage |  | Ml/d | 2 | 0 | 0 | 0 | 0 | 0 | 0 | 0 | 0 | 0 | 0 | 0 | 0 | 0 | 0 | 0 | 0 | 0 | 0 | 0 | 0 | 0 | 0 | 0 | 0 | 0 | 0 | 0 | 0 | 0 | 0 | 0 | 0 | 0 | 0 | 0 | 0 | 0 | 0 | 0 | 0 | 0 | 0 | 0 | 0 | 0 | 0 | 0 | 0 | 0 | 0 | 0 | 0 | 0 | 0 | 0 | 0 | 0 | 0 | 0 | 0 | 0 | 0 | 0 | 0 | 0 | 0 | 0 | 0 | 0 | 0 | 0 | 0 | 0 | 0 | 0 | 0 | 0 | 0 | 0 | 0 | 0
| Other demand components |  | Ml/d | 2 | 0 | 0 | 0 | 0 | 0 | 0 | 0 | 0 | 0 | 0 | 0 | 0 | 0 | 0 | 0 | 0 | 0 | 0 | 0 | 0 | 0 | 0 | 0 | 0 | 0 | 0 | 0 | 0 | 0 | 0 | 0 | 0 | 0 | 0 | 0 | 0 | 0 | 0 | 0 | 0 | 0 | 0 | 0 | 0 | 0 | 0 | 0 | 0 | 0 | 0 | 0 | 0 | 0 | 0 | 0 | 0 | 0 | 0 | 0 | 0 | 0 | 0 | 0 | 0 | 0 | 0 | 0 | 0 | 0 | 0 | 0 | 0 | 0 | 0 | 0 | 0 | 0 | 0 | 0 | 0 | 0
| Total Water Available for use |  | Ml/d | 2 | 0 | 0 | 0 | 0 | 0 | 0 | 0 | 0 | 0 | 0 | 0 | 0 | 0 | 0 | 0 | 0 | 0 | 0 | 0 | 0 | 0 | 0 | 0 | 0 | 0 | 0 | 0 | 0 | 0 | 0 | 0 | 0 | 0 | 0 | 0 | 0 | 0 | 0 | 0 | 0 | 0 | 0 | 0 | 0 | 0 | 0 | 0 | 0 | 0 | 0 | 0 | 0 | 0 | 0 | 0 | 0 | 0 | 0 | 0 | 0 | 0 | 0 | 0 | 0 | 0 | 0 | 0 | 0 | 0 | 0 | 0 | 0 | 0 | 0 | 0 | 0 | 0 | 0 | 0 | 0 | 0
| Total Demand + Target Headroom |  | Ml/d | 2 | 0 | 0 | 0 | 0 | 0 | 0 | 0 | 0 | 0 | 0 | 0 | 0 | 0 | 0 | 0 | 0 | 0 | 0 | 0 | 0 | 0 | 0 | 0 | 0 | 0 | 0 | 0 | 0 | 0 | 0 | 0 | 0 | 0 | 0 | 0 | 0 | 0 | 0 | 0 | 0 | 0 | 0 | 0 | 0 | 0 | 0 | 0 | 0 | 0 | 0 | 0 | 0 | 0 | 0 | 0 | 0 | 0 | 0 | 0 | 0 | 0 | 0 | 0 | 0 | 0 | 0 | 0 | 0 | 0 | 0 | 0 | 0 | 0 | 0 | 0 | 0 | 0 | 0 | 0 | 0 | 0
Note on G24: Author: Actuals as reported at WRMPAR - applied to whole column
Note on H24: Author: Actuals as reported at WRMPAR - applied to whole column
Note on I24: Author: Actuals as reported at WRMPAR - applied to whole column
Note on J24: Author: Taken from WRMP19 - applied to whole column
Note on K24: Author: Taken from WRMP19 - applied to whole column
Note on L24: Author: Taken from WRMP19 - applied to whole column
Note on G122: Author: Actuals as reported at WRMPAR - applied to whole column
Note on H122: Author: Actuals as reported at WRMPAR - applied to whole column
Note on I122: Author: Actuals as reported at WRMPAR - applied to whole column
Note on J122: Author: Taken from WRMP19 - applied to whole column
Note on K122: Author: Taken from WRMP19 - applied to whole column
Note on L122: Author: Taken from WRMP19 - applied to whole column

## 4. Options Appraisal Summary
Water Company | South Staffordshire Water | Version 5 | 4 |  | Back to title page | [10 empty] | 5
Table 4: WC Level - Options Appraisal Summary | [32 empty] | Natural capital Summary | Biodiversity and Habitat |  | Climate Regulation |  | Natural Hazard Regulation |  | Water Purification |  | Water Regulation |  | Recreation and Tourism |  | Agriculture | SEA-Based Metrics | [7 empty] | NCA-Based Metrics
WRMP24 Reference | Option ID | Option Name | Option type Defined List | Option Group | WRZ(s) benefitting from option Defined codes, accept multiples using "," separator, or "Company Wide" | Option status Defined | Third Party Option Flag Y/N | Partnership Option TOTEX - all parties (where applicable) | Interdependent Options (State one or more option IDs) | Preferred (Most Likely) Programme Y/N | Least Cost Programme Y/N | Ofwat Core Programme Y/N | Alternative Programme 1 Y/N | Alternative Programme 2 Y/N | Alternative Programme 3 Y/N | Reason for option rejection | WRZ transfer is from Defined List | WRZ transfer is to Defined List | Gains in WAFU / Savings in Demand on full implementation (Ml/d) | Option benefits lead-in time (Years) | First year of option use in preferred programme (year) (Preferred programme (most likely) only) | Totex expenditure prior to option in use (£m) | Totex expenditure per annum post option in use under maximum utilisation scenario (£m) | Average totex expenditure per annum post option in use (£m) | Average option utilisation used for average totex expenditure and operational carbon forecasts (Ml/d) | Maximum option utilisation across the planning period (Ml/d) | Embodied carbon emissions (tCO2 equivalent) | Operational carbon emissions under maximum utilisation scenario (tCO2 equivalent per annum) | Average operational carbon emissions (tCO2 equivalent per annum) | Total Carbon Cost (£M) | Average Incremental Cost (AIC) (p/m3) | Total NPC (£m) | Natural capital impact of option (£M - excluding biodiversity) | B&H Non-monetised metric where applicable (define units) | B&H Monetised metric where applicable (£M) | CR Non-monetised metric where applicable (define units) | CR Monetised metric where applicable (£M) | NHR Non-monetised metric where applicable (define units) | NHR Monetised metric where applicable (£M) | WP Non-monetised metric where applicable (define units) | WP Monetised metric where applicable (£M) | WReg Non-monetised metric where applicable (define units) | WReg Monetised metric where applicable (£M) | R&T Non-monetised metric where applicable (define units) | R&T Monetised metric where applicable (£M) | R&T Monetised metric where applicable (£M2019/year) | M4a Flood Risk: positive (80 yr £m NPV) | M4b Flood risk: negative (80 yr £m NPV) | M5a Human and social wellbeing: positive (80 yr £m NPV) | M5b Human and social wellbeing: negative (80 yr £m NPV)2 | M6a Ecosystem resilience: positive (80 yr £m NPV) | M6b Ecosystem resilience: negative (80 yr £m NPV)2 | M8a Multi-abstractor benefits: positive (80 yr £m NPV) | M8b Multi-abstractor benefits: negative (80 yr £m NPV)2 | M4a Flood Risk: positive (80 yr £m NPV)2 | M4b Flood risk: negative (80 yr £m NPV)3 | M5a Human and social wellbeing: positive (80 yr £m NPV)4 | M5b Human and social wellbeing: negative (80 yr £m NPV)25 | M6a Ecosystem resilience: positive (80 yr £m NPV)6 | M6b Ecosystem resilience: negative (80 yr £m NPV)27 | M8a Multi-abstractor benefits: positive (80 yr £m NPV)8 | M8b Multi-abstractor benefits: negative (80 yr £m NPV)29
51aF | 2.1.1.1 | 40 Ml/d capacity raw water abstraction from the Trent to Blithfield | New surface water | Resource Options | Company Wide | Feasible | N |  |  | N | N | N | N | N | N | Not required for SDB once demand management Government targets met | N/A | N/A | 40 | 5 | n/a | 12.635 | 0.465 | 0.465 | 8.7 | 8.7 | 419 | 116.8 | 116.8 | 0.695 | 65.5 | 15.401 | 0 | 0 | n/a | n/a | -2e-06 | n/a | -1e-06 | n/a | n/a | n/a | n/a | n/a | n/a | -8.7e-05 | 0 | -14.2857 | 19.3878 | -15.102 | 5 | -36.4286 | 7.1429 | -11.9048 | 50 | 0 | 0 | -13.5721 | 25 | -18.39 | 0 | -25
51aF | 2.2.1.1 | Increase storage at Blithfield - increase dam height by 1m | Surface water enhancement | Resource Options | Company Wide | Feasible | N |  |  | N | N | N | N | N | N | Not required for SDB once demand management Government targets met | N/A | N/A | 9.14 | 10 | n/a | 52.764 | 0.798 | 0.798 | 5.2 | 8.5 | 9403 | 0 | 0 | 0.596 | 98.6 | 37.294 | -0.001 | 3 | n/a | n/a | 0.000166 | n/a | -0.000249 | n/a | n/a | n/a | n/a | n/a | n/a | -0.00057 | 21.4286 | -28.5714 | 12.7551 | -24.2857 | 2.8571 | -38.5714 | 0 | -8.3333 | 50 | 0 | 0 | -29.2402 | 25 | -18.39 | 0 | 0
51aF | 2.2.2.1 | Increase storage at Blithfield - increase dam height by 2m | Surface water enhancement | Resource Options | Company Wide | Feasible | N |  |  | N | N | N | N | N | N | Not required for SDB once demand management Government targets met | N/A | N/A | 16.37 | 10 | n/a | 80.951 | 1.261 | 1.261 | 10.6 | 18 | 14583 | 0 | 0 | 0.924 | 74.9 | 57.764 | -0.003 | 7 | n/a | n/a | -0.000466 | n/a | -0.000553 | n/a | n/a | n/a | n/a | n/a | n/a | -0.001545 | 21.4286 | -28.5714 | 15.8163 | -24.2857 | 2.8571 | -38.5714 | 3.5714 | -8.3333 | 50 | 0 | 0 | -29.2402 | 25 | -18.39 | 0 | 0
51aF | 7.1.2.1 | Third Party Option: Canal & River Trust, Birmingham Blithfield surplus | External raw water bulk supply/transfer | Resource Options | Company Wide | Feasible | Y |  |  | N | N | N | N | N | N | Not required for SDB once demand management Government targets met | N/A | N/A | 15 | 10 | n/a | 19.705 | 0.39 | 15 | 15 | 15 | 499 | 16.48 | 16.48 | 0.699 | 48 | 43.865 | 0 | 1.21 | n/a | n/a | -1.8e-05 | n/a | 0 | n/a | n/a | n/a | n/a | n/a | n/a | -0.000262 | 0 | -28.5714 | 11.7347 | -18.7755 | 4.2857 | -47.5714 | 3.5714 | -8.3333 | 0 | 0 | 0 | -29.2402 | 0 | -46.4711 | 0 | -37.828
51aF | 7.5.1.1 | UU Vyrnwy reservoir raw water release 15 Ml/d to River Severn to support SSW | External raw water bulk supply/transfer | Resource Options | Company Wide | Feasible | Y |  |  | N | N | N | N | N | N | Not required for SDB once demand management Government targets met | UUXSTG | SSWSSW | 14 | 5 | n/a | 50.343 | 5.152 | 5.152 | 13.5 | 13.5 | 2120 | 0 | 0 | 0.794 | 119.1 | 140.064 | 0 | 0 | n/a | n/a | 0 | n/a | 0 | n/a | n/a | n/a | n/a | n/a | n/a | 0 | 0 | -10.7143 | 15.3061 | 0 | 0 | -8.1429 | 10.7143 | 0 | 0 | 0 | 0 | 0 | 0 | 0 | 0 | 0
51aF | 7.5.1.2 | UU Vyrnwy reservoir raw water release 30 Ml/d to River Severn to support SSW | External raw water bulk supply/transfer | Resource Options | Company Wide | Feasible | Y |  |  | N | N | N | N | N | N | Not required for SDB once demand management Government targets met | UUXSTG | SSWSSW | 27 | 5 | n/a | 77.575 | 9.741 | 9.741 | 27 | 27 | 4253 | 0 | 0 | 0.095 | 109.9 | 258.412 | 0 | 0 | n/a | n/a | 0 | n/a | 0 | n/a | n/a | n/a | n/a | n/a | n/a | 0 | 0 | -10.7143 | 15.3061 | 0 | 0 | -8.1429 | 10.7143 | 0 | 0 | 0 | 0 | 0 | 0 | 0 | 0 | 0
51aF | 7.5.1.3 | UU Vyrnwy reservoir raw water release 45 Ml/d to River Severn to support SSW | External raw water bulk supply/transfer | Resource Options | Company Wide | Feasible | Y |  |  | N | N | N | N | N | N | Not required for SDB once demand management Government targets met | UUXSTG | SSWSSW | 45 | 5 | n/a | 103.874 | 14.283 | 14.283 | 40.5 | 40.5 | 5683 | 0 | 0 | 0.183 | 106.4 | 375.258 | 0 | 0 | n/a | n/a | 0 | n/a | 0 | n/a | n/a | n/a | n/a | n/a | n/a | 0 | 0 | -10.7143 | 15.3061 | 0 | 0 | -8.1429 | 10.7143 | 0 | 0 | 0 | 0 | 0 | 0 | 0 | 0 | 0
51aF | 7.5.1.4 | UU Vyrnwy reservoir raw water release 75 Ml/d to River Severn to support SSW | External raw water bulk supply/transfer | Resource Options | Company Wide | Feasible | Y |  |  | N | N | N | N | N | N | Not required for SDB once demand management Government targets met | UUXSTG | SSWSSW | 75 | 5 | n/a | 154.232 | 23.225 | 23.225 | 67.5 | 67.5 | 8224 | 0 | 0 | 0.018 | 102.9 | 604.914 | 0 | 0 | n/a | n/a | 0 | n/a | 0 | n/a | n/a | n/a | n/a | n/a | n/a | 0 | 0 | -10.7143 | 15.3061 | 0 | 0 | -8.1429 | 10.7143 | 0 | 0 | 0 | 0 | 0 | 0 | 0 | 0 | 0
51aF | 2.3.1 | Chelmarsh Reservoir 15 Ml/d <2m raising | Surface water enhancement | Resource Options | Company Wide | Feasible | N |  |  | N | N | N | N | N | N | Not required for SDB once demand management Government targets met | N/A | N/A | 15 | 10 | n/a | 12.642 | 0.199 | 0.199 | 10.5 | 15 | 1578 | 0 | 0 | 0.032 | 13.4 | 10.241 | -0.001 | 2 | n/a | n/a | -0.000285 | n/a | -9.2e-05 | n/a | n/a | n/a | n/a | n/a | n/a | -0.00059 | 10.7143 | 0 | 11.7347 | -13.3673 | 2.8571 | -28.5714 | 7.1429 | -4.7619 | 0 | -62.9961 | 0 | -23.2079 | 0 | -71.1831 | 0 | 0
51aF | 2.3.2 | Chelmarsh Reservoir 30 Ml/d up to 2m raising | Surface water enhancement | Resource Options | Company Wide | Feasible | N |  |  | N | N | N | N | N | N | Not required for SDB once demand management Government targets met | N/A | N/A | 30 | 10 | n/a | 6.784 | 0.123 | 0.123 | 21 | 30 | 6935 | 0 | 0 | 0.134 | 5 | 7.653 | -0.002 | 6 | n/a | n/a | -0.000659 | n/a | -0.000213 | n/a | n/a | n/a | n/a | n/a | n/a | -0.001404 | 10.7143 | 0 | 19.3878 | -13.3673 | 2.8571 | -28.5714 | 10.7143 | -4.7619 | 0 | -62.9961 | 0 | -13.5721 | 0 | -43.102 | 0 | 0
51aF | 6.1.1 | 40 Ml/d capacity treatment works on the Trent, with 14 day storage | New surface water | Resource Options | Company Wide | Feasible | N |  |  | N | N | N | N | N | N | Not required for SDB once demand management Government targets met | N/A | N/A | 37 | 10 | n/a | 130.144 | 3.509 | 3.509 | 36 | 40 | 893 | 102.3 | 102.3 | 0.93 | 53.8 | 140.9 | -0.014 | 86 | n/a | n/a | -0.001646 | n/a | 0 | n/a | n/a | n/a | n/a | n/a | n/a | -0.012246 | 21.4286 | -28.5714 | 23.4694 | -34.4898 | 4.2857 | -49.5714 | 7.1429 | -11.9048 | 62.9961 | 0 | 0 | -29.2402 | 31.498 | -71.1831 | 0 | 0
51aF | 6.1.3 | 70 Ml/d capacity treatment works on the Trent, with 14 day storage | New surface water | Resource Options | Company Wide | Feasible | N |  |  | N | N | N | N | N | N | Not required for SDB once demand management Government targets met | N/A | N/A | 65 | 10 | n/a | 211.949 | 6.412 | 6.412 | 65.8 | 70 | 1532 | 154.1 | 154.1 | 1.349 | 48.1 | 230.109 | -0.014 | 74 | n/a | n/a | -0.002147 | n/a | -0.000301 | n/a | n/a | n/a | n/a | n/a | n/a | -0.011662 | 21.4286 | -28.5714 | 26.5306 | -40.6122 | 4.2857 | -61.1429 | 14.2857 | -11.9048 | 62.9961 | 0 | 0 | -29.2402 | 31.498 | -58.1052 | 0 | 0
51aF | 7.1.5 | Third Party Option: Canal & River Trust, Chasewater options | External raw water bulk supply/transfer | Resource Options | Company Wide | Feasible | Y |  |  | N | N | N | N | N | N | Not required for SDB once demand management Government targets met | N/A | N/A | 4.9 | 10 | n/a | 5.456 | 0.511 | 0.511 | 2 | 2 | 149 | 4.9 | 4.9 | 0.195 | 79.5 | 13.853 | -0.001 | 1.57 | n/a | n/a | -1.1e-05 | n/a | 0 | n/a | n/a | n/a | n/a | n/a | n/a | -0.000524 | 0 | -28.5714 | 8.6735 | -20 | 4.2857 | -51.7143 | 3.5714 | -11.9048 | 0 | 0 | 0 | -13.5721 | 0 | -38.2841 | 0 | 0
51cF | 8.1.1 | Third Party Option: potable import | External potable bulk supply/transfer | Distribution Options | Company Wide | Feasible | Y |  |  | N | N | N | N | N | N | Not required for SDB once demand management Government targets met | N/A | N/A | 3 | 10 | n/a | 6.767 | 0.152 | 0.152 | 2.1 | 3 | 99 | 2.2 | 2.2 | 0.017 | 31.3 | 5.724 | 0 | 0 | n/a | n/a | -1.1e-05 | n/a | 0 | n/a | n/a | n/a | n/a | n/a | n/a | 0 | 0 | -28.6 | 7.8 | -22 | 7.1 | -27.4 | 0 | -4.8 | 0 | -62.9961 | 0 | -13.5721 | 0 | -43.102 | 0 | 0
51aF | 8.1.5 | Third Party Option: drill new GW source with licence trade | Licence trading | Resource Options | Company Wide | Feasible | Y |  |  | N | N | N | N | N | N | Not required for SDB once demand management Government targets met | N/A | N/A | 1.5 | 10 | n/a | 20.117 | 0.32 | 0.32 | 1.1 | 1.5 | 779 | 4.1 | 4.1 | 0.073 | 165.7 | 15.149 | 0 | 0 | n/a | n/a | 0 | n/a | 0 | n/a | n/a | n/a | n/a | n/a | n/a | 0 | 0 | -14.3 | 7.8 | -22 | 2.1 | -34.6 | 0 | -11.9 | 0 | -62.9961 | 0 | -13.5721 | 0 | -43.102 | 0 | 0
51aF | 8.3.1 | Third Party Option: new raw water storage reservoir close to the River Trent | New reservoir | Resource Options | Company Wide | Feasible | Y |  |  | N | N | N | N | N | N | Not required for SDB once demand management Government targets met | N/A | N/A | 5 | 10 | n/a | 41.09 | 0.642 | 0.642 | 3.5 | 5 | 1728 | 3.2 | 3.2 | 0.149 | 103.2 | 31.454 | -0.002 | 24 | n/a | n/a | -0.001958 | n/a | -0.000483 | n/a | n/a | n/a | n/a | n/a | n/a | -4.3e-05 | 21.4 | -14.3 | 16.1 | -23.1 | 0 | -25.3 | 2.9 | -11.9 | 0 | -62.9961 | 0 | -29.2402 | 0 | -18.4202 | 0 | 0
51dP | DP_AR | Appeals for restraint | Water efficiency customer education / awareness | Customer Options | Company Wide | Preferred | N |  |  | Y | Y | Y | Y | Y | Y | N/A | N/A | N/A | 9 | 0 | 2025 | 0 | 0 | 0 | 9 | 9 | 0 | -1050.44 | -1050.44 | 0 | 0 | 0 | n/a | n/a | n/a | n/a | n/a | n/a | n/a | n/a | n/a | n/a | n/a | n/a | n/a | n/a | n/a | n/a | n/a | n/a | n/a | n/a | n/a | n/a | n/a | n/a | n/a | n/a | n/a | n/a | n/a | n/a
51dP | DP_TUB | Temporary use ban | Drought - water use restrictions | Customer Options | Company Wide | Preferred | N |  |  | Y | Y | Y | Y | Y | Y | N/A | N/A | N/A | 24 | 0 | 2025 | 0 | 0 | 0 | 24 | 24 | 0 | -2801.12 | -2801.12 | 0 | 0 | 0 | n/a | n/a | n/a | n/a | n/a | n/a | n/a | n/a | n/a | n/a | n/a | n/a | n/a | n/a | n/a | n/a | n/a | n/a | n/a | n/a | n/a | n/a | n/a | n/a | n/a | n/a | n/a | n/a | n/a | n/a
51dP | DP_NEUB | Non-essential use ban | Drought - water use restrictions | Customer Options | Company Wide | Preferred | N |  |  | Y | Y | Y | Y | Y | Y | N/A | N/A | N/A | 15 | 0 | 2025 | 0 | 0 | 0 | 15 | 15 | 0 | -1750.74 | -1750.74 | 0 | 0 | 0 | n/a | n/a | n/a | n/a | n/a | n/a | n/a | n/a | n/a | n/a | n/a | n/a | n/a | n/a | n/a | n/a | n/a | n/a | n/a | n/a | n/a | n/a | n/a | n/a | n/a | n/a | n/a | n/a | n/a | n/a
51aP | DP_01 | River Blithe drought permit | Drought permits/orders | Resource Options | Company Wide | Preferred | N |  |  | Y | Y | Y | Y | Y | Y | N/A | N/A | N/A | 8 | 0 | 2025 | 0 | 0 | 0 | 8 | 8 | 0 | 0 | 0 | 0 | 0 | 0 | n/a | n/a | n/a | n/a | n/a | n/a | n/a | n/a | n/a | n/a | n/a | n/a | n/a | n/a | n/a | n/a | n/a | n/a | n/a | n/a | n/a | n/a | n/a | n/a | n/a | n/a | n/a | n/a | n/a | n/a
51aF | DP_02 | River Severn drought order option 1 | Drought permits/orders | Resource Options | Company Wide | Feasible | N |  |  | N | N | N | N | N | N | Sub option of DP_03, DP_03 provides greater benefit | N/A | N/A | 9.6 | 0 | n/a | 0 | 0 | 0 | 9.6 | 9.6 | 0 | 0 | 0 | 0 | 0 | 0 | n/a | n/a | n/a | n/a | n/a | n/a | n/a | n/a | n/a | n/a | n/a | n/a | n/a | n/a | n/a | n/a | n/a | n/a | n/a | n/a | n/a | n/a | n/a | n/a | n/a | n/a | n/a | n/a | n/a | n/a
51aP | DP_03 | River Severn drought order option 2 | Drought permits/orders | Resource Options | Company Wide | Preferred | N |  |  | Y | Y | Y | Y | Y | Y | N/A | N/A | N/A | 24 | 0 | 2025 | 0 | 0 | 0 | 24 | 24 | 0 | 0 | 0 | 0 | 0 | 0 | n/a | n/a | n/a | n/a | n/a | n/a | n/a | n/a | n/a | n/a | n/a | n/a | n/a | n/a | n/a | n/a | n/a | n/a | n/a | n/a | n/a | n/a | n/a | n/a | n/a | n/a | n/a | n/a | n/a | n/a
51cF | DP_04 | Bulk supply imports from SVT | External potable bulk supply/transfer | Distribution Options | Company Wide | Feasible | Y |  |  | N | N | N | N | N | N | As per drought plan, deemed unlikely to be available in a 1 in 500 year drought scenario | SVTWVH | SSWSSW | 5 | 0 | n/a | 0 | 0 | 0 | 5 | 5 | 0 | 0 | 0 | 0 | 0 | 0 | n/a | n/a | n/a | n/a | n/a | n/a | n/a | n/a | n/a | n/a | n/a | n/a | n/a | n/a | n/a | n/a | n/a | n/a | n/a | n/a | n/a | n/a | n/a | n/a | n/a | n/a | n/a | n/a | n/a | n/a
51dP | 2021-116 | Fitting of Enhanced Meter Technology over AMP8 and AMP9 to all NHH | Metering compulsory | Customer Options | Company Wide | Preferred | N |  |  | Y | Y | Y | Y | Y | Y | N/A | N/A | N/A | 8.98 | 0 | 2025 | 0 | 0.588 | 0.588 | 8.98 | 8.98 | n/a | -1048.1 | -833.35 | n/a | 0.098 | 8.82 | n/a | n/a | n/a | n/a | n/a | n/a | n/a | n/a | n/a | n/a | n/a | n/a | n/a | n/a | n/a | n/a | n/a | n/a | n/a | n/a | n/a | n/a | n/a | n/a | n/a | n/a | n/a | n/a | n/a | n/a
51dF | 2021-117 | Metering of leftover commercials | Metering other selective | Customer Options | Company Wide | Feasible | N |  |  | N | N | N | N | N | N | Fitting enhanced meter technology across all properties offers more gains. Therefore move straight to this option for leftover commercial properties | N/A | N/A | 1.04 | 0 | n/a | 0 | 1.28 | 1.28 | 1.04 | 1.04 | n/a | -121.38 | -121.38 | n/a | 0.76 | 6.4 | n/a | n/a | n/a | n/a | n/a | n/a | n/a | n/a | n/a | n/a | n/a | n/a | n/a | n/a | n/a | n/a | n/a | n/a | n/a | n/a | n/a | n/a | n/a | n/a | n/a | n/a | n/a | n/a | n/a | n/a
51dF | 2021-121 | Water audits retail - non process smart network | Other water efficiency | Customer Options | Company Wide | Feasible | N |  |  | N | N | N | N | N | N | 2021-015 expands the activity of this option and delivers it more cost effectively following information from Thames Water success in AMP7 | N/A | N/A | 0.8 | 0 | n/a | 0 | 0.156 | 0.156 | 0.8 | 0.8 | n/a | -93.37 | -93.37 | n/a | 0.098 | 0.78 | n/a | n/a | n/a | n/a | n/a | n/a | n/a | n/a | n/a | n/a | n/a | n/a | n/a | n/a | n/a | n/a | n/a | n/a | n/a | n/a | n/a | n/a | n/a | n/a | n/a | n/a | n/a | n/a | n/a | n/a
51dF | 2021-013 | Non-household water efficiency programme (company led, self install) | Other water efficiency | Customer Options | Company Wide | Feasible | N |  |  | N | N | N | N | N | N | 2021-015 expands the activity of this option and delivers it more cost effectively following information from Thames Water success in AMP7 | N/A | N/A | 1.61 | 0 | n/a | 0 | 0.496 | 0.335 | 1.61 | 1.61 | n/a | -187.91 | -132.56 | n/a | 0.15 | 2.36 | n/a | n/a | n/a | n/a | n/a | n/a | n/a | n/a | n/a | n/a | n/a | n/a | n/a | n/a | n/a | n/a | n/a | n/a | n/a | n/a | n/a | n/a | n/a | n/a | n/a | n/a | n/a | n/a | n/a | n/a
51dP | 2021-015 | Non-household water efficiency programme (company led, site visit with install) | Other water efficiency | Customer Options | Company Wide | Preferred | N |  |  | Y | Y | Y | Y | Y | Y | n/a | N/A | N/A | 1.5 | 0 | 2025 | 0 | 0.112 | 0.112 | 1.5 | 1.5 | n/a | -175.07 | -157.57 | n/a | 0.075 | 1.12 | n/a | n/a | n/a | n/a | n/a | n/a | n/a | n/a | n/a | n/a | n/a | n/a | n/a | n/a | n/a | n/a | n/a | n/a | n/a | n/a | n/a | n/a | n/a | n/a | n/a | n/a | n/a | n/a | n/a | n/a
51dF | 2021-114 | Retailer incentive mechanism | Other water efficiency | Customer Options | Company Wide | Feasible | Y |  |  | N | N | N | N | N | N | Costs not verified as not undertaken before, engagement with retailers in early stages and therefore low confidence in delivery, cost and benefits | N/A | N/A | 17.4 | 2 | n/a | 0 | 0.994 | 0.994 | 17.4 | n/a | n/a | -2030.86 | -1015.43 | n/a | 0.14 | 24.84 | n/a | n/a | n/a | n/a | n/a | n/a | n/a | n/a | n/a | n/a | n/a | n/a | n/a | n/a | n/a | n/a | n/a | n/a | n/a | n/a | n/a | n/a | n/a | n/a | n/a | n/a | n/a | n/a | n/a | n/a
51dP | SN_02 | Fitting of universal smart meter technology through AMP8 & AMP9 | Metering compulsory | Customer Options | Company Wide | Preferred | N |  |  | Y | Y | Y | Y | Y | Y | N/A | N/A | N/A | 12.85 | 0 | 2025 | 0 | 5.718 | 5.507 | 12.85 | 12.85 | n/a | -1499.8 | -1319.59 | 0 | 0.43 | 55.07 | n/a | n/a | n/a | n/a | n/a | n/a | n/a | n/a | n/a | n/a | n/a | n/a | n/a | n/a | n/a | n/a | n/a | n/a | n/a | n/a | n/a | n/a | n/a | n/a | n/a | n/a | n/a | n/a | n/a | n/a
51dF | SN_01 | Fitting of universal smart meter technology through AMP8 | Metering compulsory | Customer Options | Company Wide | Feasible | N |  |  | N | N | N | N | N | N | Deliverability and customer affordability | N/A | N/A | 12.85 | 0 | n/a | 0 | 11.01 | 11.01 | 12.85 | 12.85 | n/a | -1499.8 | -1499.8 | n/a | 0.38 | 55.07 | n/a | n/a | n/a | n/a | n/a | n/a | n/a | n/a | n/a | n/a | n/a | n/a | n/a | n/a | n/a | n/a | n/a | n/a | n/a | n/a | n/a | n/a | n/a | n/a | n/a | n/a | n/a | n/a | n/a | n/a
51dF | SN_03 | Fitting of universal smart meter technology through AMP8, AMP9 and AMP10 | Metering compulsory | Customer Options | Company Wide | Feasible | N |  |  | N | N | N | N | N | N | Slower pace means cannot achieve Government demand reduction targets for leakage or DI per capita | N/A | N/A | 12.85 | 0 | n/a | 0 | 18.36 | 18.36 | 12.85 | 12.85 | n/a | -1499.8 | -1162.49 | n/a | 0.38 | 55.07 | n/a | n/a | n/a | n/a | n/a | n/a | n/a | n/a | n/a | n/a | n/a | n/a | n/a | n/a | n/a | n/a | n/a | n/a | n/a | n/a | n/a | n/a | n/a | n/a | n/a | n/a | n/a | n/a | n/a | n/a
51dF | SN_04 | Fitting of universal smart meter technology through AMP9 and AMP10 | Metering compulsory | Customer Options | Company Wide | Feasible | N |  |  | N | N | N | N | N | N | Slower pace means cannot achieve Government demand reduction targets for leakage, PCC or DI per capita | N/A | N/A | 12.85 | 0 | n/a | 0 | 5.27 | 5.507 | 12.85 | 12.85 | n/a | -1499.8 | -1319.59 | n/a | 0.38 | 55.07 | n/a | n/a | n/a | n/a | n/a | n/a | n/a | n/a | n/a | n/a | n/a | n/a | n/a | n/a | n/a | n/a | n/a | n/a | n/a | n/a | n/a | n/a | n/a | n/a | n/a | n/a | n/a | n/a | n/a | n/a
51cF | 2021-001 | Proactive trunk mains leakage reduction | Active leakage management | Distribution Options | Company Wide | Feasible | N |  |  | N | N | N | N | N | N | Higher unit cost means not CBA compared to other measures | N/A | N/A | 2.52 | 0 | n/a | 0 | 4.304 | 3.645 | 2.52 | 2.52 | n/a | -294.12 | -222.69 | n/a | 1.45 | 36.45 | n/a | n/a | n/a | n/a | n/a | n/a | n/a | n/a | n/a | n/a | n/a | n/a | n/a | n/a | n/a | n/a | n/a | n/a | n/a | n/a | n/a | n/a | n/a | n/a | n/a | n/a | n/a | n/a | n/a | n/a
51cP | 2021-003 | Advanced pressure optimisation | Active leakage management | Distribution Options | Company Wide | Preferred | N |  |  | Y | Y | Y | Y | Y | Y | N/A | N/A | N/A | 2.74 | 0 | 2025 | 0 | 0.046 | 0.031 | 2.74 | 2.74 | n/a | -319.8 | -223.39 | n/a | 0.017 | 0.47 | n/a | n/a | n/a | n/a | n/a | n/a | n/a | n/a | n/a | n/a | n/a | n/a | n/a | n/a | n/a | n/a | n/a | n/a | n/a | n/a | n/a | n/a | n/a | n/a | n/a | n/a | n/a | n/a | n/a | n/a
51dP | 2021-045 | Customer supply pipe repair or replacement (without smart networks) | Supply pipe repairs / replacement | Customer Options | Company Wide | Preferred | N |  |  | Y | Y | Y | Y | Y | Y | N/A | N/A | N/A | 2.46 | 0 | 2025 | 0 | 0.13 | 0.068 | 2.46 | 2.46 | n/a | -287.12 | -254.91 | n/a | 0.069 | 1.7 | n/a | n/a | n/a | n/a | n/a | n/a | n/a | n/a | n/a | n/a | n/a | n/a | n/a | n/a | n/a | n/a | n/a | n/a | n/a | n/a | n/a | n/a | n/a | n/a | n/a | n/a | n/a | n/a | n/a | n/a
51cP | 2021-099 | Distribution Mains/Comms pipe replacement | Mains replacement (not trunk mains) | Distribution Options | Company Wide | Preferred | N |  |  | Y | Y | Y | Y | Y | Y | N/A | N/A | N/A | 6 | 0 | 2045 | 0 | 4.02 | 4.02 | 6 | 6 | n/a | -700.3 | -700.3 | n/a | 0.335 | 20.1 | n/a | n/a | n/a | n/a | n/a | n/a | n/a | n/a | n/a | n/a | n/a | n/a | n/a | n/a | n/a | n/a | n/a | n/a | n/a | n/a | n/a | n/a | n/a | n/a | n/a | n/a | n/a | n/a | n/a | n/a
51dP | 2021-106 | Customer supply pipe repair or replacement (with smart networks) | Supply pipe repairs / replacement | Customer Options | Company Wide | Preferred | N |  |  | Y | Y | Y | Y | Y | Y | N/A | N/A | N/A | 3.46 | 0 | 2025 | 0 | 0.162 | 0.111 | 3.46 | 3.46 | n/a | -403.84 | -327.58 | n/a | 0.048 | 1.67 | n/a | n/a | n/a | n/a | n/a | n/a | n/a | n/a | n/a | n/a | n/a | n/a | n/a | n/a | n/a | n/a | n/a | n/a | n/a | n/a | n/a | n/a | n/a | n/a | n/a | n/a | n/a | n/a | n/a | n/a
51cP | 2021-107 | DMA MOT (with smart networks) | Active leakage management | Distribution Options | Company Wide | Preferred | N |  |  | Y | Y | Y | Y | Y | Y | N/A | N/A | N/A | 0.3 | 0 | 2035 | 0 | 0.05 | 0.05 | 0.3 | 0.3 | n/a | -35.01 | -23.34 | n/a | 0.25 | 0.75 | n/a | n/a | n/a | n/a | n/a | n/a | n/a | n/a | n/a | n/a | n/a | n/a | n/a | n/a | n/a | n/a | n/a | n/a | n/a | n/a | n/a | n/a | n/a | n/a | n/a | n/a | n/a | n/a | n/a | n/a
51cP | 2021-108 | DMA ALC plus (with smart networks) | Active leakage management | Distribution Options | Company Wide | Preferred | N |  |  | Y | Y | Y | Y | Y | Y | N/A | N/A | N/A | 7.68 | 0 | 2035 | 0 | 0.518 | 0.293 | 7.68 | 7.68 | n/a | -896.4 | -650.11 | n/a | 0.057 | 4.39 | n/a | n/a | n/a | n/a | n/a | n/a | n/a | n/a | n/a | n/a | n/a | n/a | n/a | n/a | n/a | n/a | n/a | n/a | n/a | n/a | n/a | n/a | n/a | n/a | n/a | n/a | n/a | n/a | n/a | n/a
51cP | 2021-118 | DMA MOT (without smart networks) | Active leakage management | Distribution Options | Company Wide | Preferred | N |  |  | Y | Y | Y | Y | Y | Y | N/A | N/A | N/A | 0.06 | 0 | 2025 | 0 | 0.05 | 0.05 | 0.06 | 0.06 | n/a | -7 | -7 | n/a | 0.42 | 0.25 | n/a | n/a | n/a | n/a | n/a | n/a | n/a | n/a | n/a | n/a | n/a | n/a | n/a | n/a | n/a | n/a | n/a | n/a | n/a | n/a | n/a | n/a | n/a | n/a | n/a | n/a | n/a | n/a | n/a | n/a
51cP | 2021-119 | DMA ALC plus (without smart networks) | Active leakage management | Distribution Options | Company Wide | Preferred | N |  |  | Y | Y | Y | Y | Y | Y | N/A | N/A | N/A | 8.52 | 0 | 2025 | 0 | 0.758 | 0.365 | 8.52 | 8.52 | n/a | -994.42 | -639.9 | n/a | 0.083 | 7.1 | n/a | n/a | n/a | n/a | n/a | n/a | n/a | n/a | n/a | n/a | n/a | n/a | n/a | n/a | n/a | n/a | n/a | n/a | n/a | n/a | n/a | n/a | n/a | n/a | n/a | n/a | n/a | n/a | n/a | n/a
51dP | WL_02 | Water labelling no minimum standards | Other water efficiency | Customer Options | Company Wide | Preferred | N |  |  | Y | Y | Y | Y | Y | Y | N/A | N/A | N/A | 20.64 | 0 | 2025 | 0 | 0 | 0 | 20.64 | 20.64 | n/a | -2409.02 | -1433.97 | n/a | 0 | 0 | n/a | n/a | n/a | n/a | n/a | n/a | n/a | n/a | n/a | n/a | n/a | n/a | n/a | n/a | n/a | n/a | n/a | n/a | n/a | n/a | n/a | n/a | n/a | n/a | n/a | n/a | n/a | n/a | n/a | n/a
51dF | 2021-002 | Community rainwater harvesting | Household water recycling | Customer Options | Company Wide | Feasible | N |  |  | N | N | N | N | N | N | High unit cost means other options are more beneficial. High reliance on third parties to deliver | N/A | N/A | 0.06 | 0 | n/a | 0 | 0.774 | 0.774 | 0.06 | 0.06 | n/a | -7 | -7 | n/a | 6.45 | 3.87 | n/a | n/a | n/a | n/a | n/a | n/a | n/a | n/a | n/a | n/a | n/a | n/a | n/a | n/a | n/a | n/a | n/a | n/a | n/a | n/a | n/a | n/a | n/a | n/a | n/a | n/a | n/a | n/a | n/a | n/a
51dF | 2021-075 | Home retrofit rainwater harvesting/greywater reuse | Household water recycling | Customer Options | Company Wide | Feasible | Y |  |  | N | N | N | N | N | N | High unit cost means other options are more beneficial. High reliance on third parties to deliver | N/A | N/A | 1.12 | 0 | n/a | 0 | 13.766 | 13.766 | 1.12 | 1.12 | n/a | -130.72 | -104.46 | n/a | 6.15 | 68.83 | n/a | n/a | n/a | n/a | n/a | n/a | n/a | n/a | n/a | n/a | n/a | n/a | n/a | n/a | n/a | n/a | n/a | n/a | n/a | n/a | n/a | n/a | n/a | n/a | n/a | n/a | n/a | n/a | n/a | n/a
51dF | 2021-076 | Increased media campiagns and school education | Water efficiency customer education / awareness | Customer Options | Company Wide | Feasible | N |  |  | N | N | N | N | N | N | Propose to continue with current programme. Other activties have better cba and are lower risk for beenfits recognition | N/A | N/A | 0.18 | 0 | n/a | 0 | 1.08 | 1.08 | 0.18 | 0.18 | n/a | -21 | -12.84 | n/a | 3 | 5.4 | n/a | n/a | n/a | n/a | n/a | n/a | n/a | n/a | n/a | n/a | n/a | n/a | n/a | n/a | n/a | n/a | n/a | n/a | n/a | n/a | n/a | n/a | n/a | n/a | n/a | n/a | n/a | n/a | n/a | n/a
51dF | 2021-077 | New homes standards, voluntary | Other water efficiency | Customer Options | Company Wide | Feasible | N |  |  | N | N | N | N | N | N | Very little influence on this, higher risk for delivery than other activities | N/A | N/A | 0.08 | 0 | n/a | 0 | 0.222 | 0.222 | 0.08 | 0.08 | n/a | -9.34 | -7.59 | n/a | 1.39 | 1.11 | n/a | n/a | n/a | n/a | n/a | n/a | n/a | n/a | n/a | n/a | n/a | n/a | n/a | n/a | n/a | n/a | n/a | n/a | n/a | n/a | n/a | n/a | n/a | n/a | n/a | n/a | n/a | n/a | n/a | n/a
51dF | 2021-006 | Targeting properties for efficiency Water Neutrality | Retrofitting indoor water efficiency devices | Customer Options | Company Wide | Feasible | N |  |  | N | N | N | N | N | N | High unit cost means other options are more beneficial. High reliance on third parties to deliver | N/A | N/A | 0.1 | 0 | n/a | 0 |  |  | 0.1 | 0.1 | n/a | -11.67 | -11.67 | n/a | 0.75 | 0.75 | n/a | n/a | n/a | n/a | n/a | n/a | n/a | n/a | n/a | n/a | n/a | n/a | n/a | n/a | n/a | n/a | n/a | n/a | n/a | n/a | n/a | n/a | n/a | n/a | n/a | n/a | n/a | n/a | n/a | n/a
51dP | 2021-012 | Household water efficiency programme (partnering approach, home visit) | Household water audit | Customer Options | Company Wide | Preferred | N |  |  | Y | Y | Y | Y | Y | Y | N/A | N/A | N/A | 1.5 | 0 | 2025 | 0 | 0.808 | 0.808 | 1.5 | 1.5 | n/a | -175.07 | -122.55 | n/a | 0.54 | 8.08 | n/a | n/a | n/a | n/a | n/a | n/a | n/a | n/a | n/a | n/a | n/a | n/a | n/a | n/a | n/a | n/a | n/a | n/a | n/a | n/a | n/a | n/a | n/a | n/a | n/a | n/a | n/a | n/a | n/a | n/a
51dP | 2021-036 | Housing associations - targeted programme | Household water audit | Customer Options | Company Wide | Preferred | N |  |  | Y | Y | Y | Y | Y | Y | N/A | N/A | N/A | 0.71 | 0 | 2025 | 0 | 0.65 | 0.205 | 0.28 | 0.28 | n/a | -82.87 | -57.77 | n/a | 0.46 | 3.25 | n/a | n/a | n/a | n/a | n/a | n/a | n/a | n/a | n/a | n/a | n/a | n/a | n/a | n/a | n/a | n/a | n/a | n/a | n/a | n/a | n/a | n/a | n/a | n/a | n/a | n/a | n/a | n/a | n/a | n/a
51dP | 2021-048 | Innovative tariffs | Tariff | Customer Options | Company Wide | Preferred | N |  |  | Y | Y | Y | Y | Y | Y | N/A | N/A | N/A | 1.32 | 0 | 2035 | 0 | 0.294 | 0.294 | 4.42 | 4.42 | n/a | -154.07 | -154.07 | n/a | 0.081 | 1.07 | n/a | n/a | n/a | n/a | n/a | n/a | n/a | n/a | n/a | n/a | n/a | n/a | n/a | n/a | n/a | n/a | n/a | n/a | n/a | n/a | n/a | n/a | n/a | n/a | n/a | n/a | n/a | n/a | n/a | n/a
51dP | 2021-091 | Targeting propeties for efficiency audits (without smart metering) | Household water audit | Customer Options | Company Wide | Preferred | N |  |  | N | N | N | N | N | N | Option less cost beneficial than 2021-090 and other options | N/A | N/A | 0.37 | 0 | n/a | 0 | 0.846 | 0.846 | 0.37 | 0.37 | n/a | -43.18 | -36.18 | n/a | 1.14 | 4.23 | n/a | n/a | n/a | n/a | n/a | n/a | n/a | n/a | n/a | n/a | n/a | n/a | n/a | n/a | n/a | n/a | n/a | n/a | n/a | n/a | n/a | n/a | n/a | n/a | n/a | n/a | n/a | n/a | n/a | n/a
51dF | 2021-090 | Targeting propeties for efficiency audits (with smart metering) | Household water audit | Customer Options | Company Wide | Feasible | N |  |  | N | N | N | N | N | N | Higher cost, lower benefit than innovative tarrifs | N/A | N/A | 0.37 | 0 | n/a | 0 | 0.676 | 0.676 | 0.37 | 0.37 | n/a | -43.18 | -36.18 | n/a | 0.91 | 3.38 | n/a | n/a | n/a | n/a | n/a | n/a | n/a | n/a | n/a | n/a | n/a | n/a | n/a | n/a | n/a | n/a | n/a | n/a | n/a | n/a | n/a | n/a | n/a | n/a | n/a | n/a | n/a | n/a | n/a | n/a
51dF | 2021-094 | Water neutrality (without smart metering) | Retrofitting indoor water efficiency devices | Customer Options | Company Wide | Feasible | N |  |  | N | N | N | N | N | N | High unit cost means other options are more beneficial. High reliance on third parties to deliver | N/A | N/A | 0.01 | 0 | n/a | 0 | 0.008 | 0.008 | 0.01 | 0.01 | n/a | -1.17 | -1.17 | n/a | 0.4 | 0.04 | n/a | n/a | n/a | n/a | n/a | n/a | n/a | n/a | n/a | n/a | n/a | n/a | n/a | n/a | n/a | n/a | n/a | n/a | n/a | n/a | n/a | n/a | n/a | n/a | n/a | n/a | n/a | n/a | n/a | n/a
51dF | 2021-093 | Community water efficiency scheme (with smart metering) | Other water efficiency | Customer Options | Company Wide | Feasible | N |  |  | N | N | N | N | N | N | High unit cost means other options are more beneficial. High reliance on third parties to deliver | N/A | N/A | 0.31 | 0 | n/a | 0 | 0.366 | 0.366 | 0.31 | 0.31 | n/a | -36.18 | -36.18 | n/a | 0.59 | 1.83 | n/a | n/a | n/a | n/a | n/a | n/a | n/a | n/a | n/a | n/a | n/a | n/a | n/a | n/a | n/a | n/a | n/a | n/a | n/a | n/a | n/a | n/a | n/a | n/a | n/a | n/a | n/a | n/a | n/a | n/a
51dF | 2021-095 | Community Water Efficiency Scheme (without smart metering) | Other water efficiency | Customer Options | Company Wide | Feasible | N |  |  | N | N | N | N | N | N | High unit cost means other options are more beneficial. High reliance on third parties to deliver | N/A | N/A | 0.18 | 0 | n/a | 0 | 0.29 | 0.29 | 0.18 | 0.18 | n/a | -21 | -17.51 | n/a | 0.81 | 1.45 | n/a | n/a | n/a | n/a | n/a | n/a | n/a | n/a | n/a | n/a | n/a | n/a | n/a | n/a | n/a | n/a | n/a | n/a | n/a | n/a | n/a | n/a | n/a | n/a | n/a | n/a | n/a | n/a | n/a | n/a
51aU | 1.1.1 | New BH KIPW1 | New groundwater | Resource Options | Company Wide | Unconstrained | N |  |  | N | N | N | N | N | N | No available groundwater in catchment | N/A | N/A | 8.9
51aU | 1.1.3a | New BH HIPW | New groundwater | Resource Options | Company Wide | Unconstrained | N |  |  | N | N | N | N | N | N | No available groundwater in catchment | N/A | N/A | 4.9
51aU | 1.1.3b | New BH HIPW with nitrate | New groundwater | Resource Options | Company Wide | Unconstrained | N |  |  | N | N | N | N | N | N | No available groundwater in catchment | N/A | N/A | 4.9
51aU | 1.1.7 | SSPW | Groundwater enhancement | Resource Options | Company Wide | Unconstrained | N |  |  | N | N | N | N | N | N | No available groundwater in catchment | N/A | N/A | 4.9
51aU | 1.1.9 | Warton | New groundwater | Resource Options | Company Wide | Unconstrained | N |  |  | N | N | N | N | N | N | No available groundwater in catchment | N/A | N/A | 2
51aU | 1.1.10 | SAPW | Groundwater enhancement | Resource Options | Company Wide | Unconstrained | N |  |  | N | N | N | N | N | N | No available groundwater in catchment | N/A | N/A | 4.9
51aU | 1.3.2 | TVPW Borehole to Central Works | New groundwater | Resource Options | Company Wide | Unconstrained | N |  |  | N | N | N | N | N | N | No available groundwater in catchment | N/A | N/A | 5
51aU | 1.4.5 | Coven | New groundwater | Resource Options | Company Wide | Unconstrained | N |  |  | N | N | N | N | N | N | No available groundwater in catchment | N/A | N/A | 1.9
Option type
| Increase raw water abstractions |  | RSRWA | Ml/d | 2
| Raw water imports |  | RSRWI | Ml/d | 2
| Potable water Imports (input reductions as -ve) |  | RSPWI | Ml/d | 2
| Reduce raw water losses and operational use (input as -ve) |  | RSLOU | Ml/d | 2
| Reduced raw water export (including non potable supplies) |  | RSRWE | Ml/d | 2
| Reduce potable water exports (input as -ve) |  | RSPWE | Ml/d | 2
| Other options to increase deployable output |  | RSIPO | Ml/d | 2
| Reduce treatment works losses (input as -ve) |  | PSTWL | Ml/d | 2
| Reduce outages (input as -ve) |  | PSROU | Ml/d | 2
Note on AI29: Author: SEAs for demand management actions undertaken as bundles rather than over individual activities i.e. leakage reduction, water efficiency etc. Details included in appendices to WRMP

## 5. Options Benefits
Water Company | South Staffordshire Water | Version | 5 |  | Back to title page
Table 5: WRZ Level - Options Benefits | [9 empty] | Gains in Water Available For Use / Savings in Demand under the selected programme (Ml/d) input as +ve
WRMP24 Reference | Option name | Option ID | Option Type (defined list) | Option Group | Sub-option (Y/N) | Preferred (most likely), Least Cost, Ofwat Core or Alternative Programme | WRZ (defined list) | Unit | Decimal places | 2019-20 | 2020-21 | 2021-22 | 2022-23 | 2023-24 | 2024-25 | 2025-26 | 2026-27 | 2027-28 | 2028-29 | 2029-30 | 2030-31 | 2031-32 | 2032-33 | 2033-34 | 2034-35 | 2035-36 | 2036-37 | 2037-38 | 2038-39 | 2039-40 | 2040-41 | 2041-42 | 2042-43 | 2043-44 | 2044-45 | 2045-46 | 2046-47 | 2047-48 | 2048-49 | 2049-50 | 2050-51 | 2051-52 | 2052-53 | 2053-54 | 2054-55 | 2055-56 | 2056-57 | 2057-58 | 2058-59 | 2059-60 | 2060-61 | 2061-62 | 2062-63 | 2063-64 | 2064-65 | 2065-66 | 2066-67 | 2067-68 | 2068-69 | 2069-70 | 2070-71 | 2071-72 | 2072-73 | 2073-74 | 2074-75 | 2075-76 | 2076-77 | 2077-78 | 2078-79 | 2079-80 | 2080-81 | 2081-82 | 2082-83 | 2083-84 | 2084-85 | 2085-86 | 2086-87 | 2087-88 | 2088-89 | 2089-90 | 2090-91 | 2091-92 | 2092-93 | 2093-94 | 2094-95 | 2095-96 | 2096-97 | 2097-98 | 2098-99 | 2099-100
52dP | Appeals for restraint | DP_AR | Water efficiency customer education / awareness | Customer Options | N | Preferred | SSWSSW | Ml/d | 2 | [6 empty] | 9 | 9 | 9 | 9 | 9 | 9 | 9 | 9 | 9 | 9 | 9 | 9 | 9 | 9 | 9 | 9 | 9 | 9 | 9 | 9 | 9 | 9 | 9 | 9 | 9 | 9 | 9 | 9 | 9 | 9 | 9 | 9 | 9 | 9 | 9 | 9 | 9 | 9 | 9 | 9 | 9 | 9 | 9 | 9 | 9 | 9 | 9 | 9 | 9 | 9 | 9 | 9 | 9 | 9 | 9 | 9 | 9 | 9 | 9 | 9 | 9 | 9 | 9 | 9 | 9 | 9 | 9 | 9 | 9 | 9 | 9 | 9 | 9 | 9 | 9
52dA | Appeals for restraint | DP_AR | Water efficiency customer education / awareness | Customer Options | N | Least Cost | SSWSSW | Ml/d | 2 | [6 empty] | 9 | 9 | 9 | 9 | 9 | 9 | 9 | 9 | 9 | 9 | 9 | 9 | 9 | 9 | 9 | 9 | 9 | 9 | 9 | 9 | 9 | 9 | 9 | 9 | 9 | 9 | 9 | 9 | 9 | 9 | 9 | 9 | 9 | 9 | 9 | 9 | 9 | 9 | 9 | 9 | 9 | 9 | 9 | 9 | 9 | 9 | 9 | 9 | 9 | 9 | 9 | 9 | 9 | 9 | 9 | 9 | 9 | 9 | 9 | 9 | 9 | 9 | 9 | 9 | 9 | 9 | 9 | 9 | 9 | 9 | 9 | 9 | 9 | 9 | 9
52dA | Appeals for restraint | DP_AR | Water efficiency customer education / awareness | Customer Options | N | Ofwat Core | SSWSSW | Ml/d | 2 | [6 empty] | 9 | 9 | 9 | 9 | 9 | 9 | 9 | 9 | 9 | 9 | 9 | 9 | 9 | 9 | 9 | 9 | 9 | 9 | 9 | 9 | 9 | 9 | 9 | 9 | 9 | 9 | 9 | 9 | 9 | 9 | 9 | 9 | 9 | 9 | 9 | 9 | 9 | 9 | 9 | 9 | 9 | 9 | 9 | 9 | 9 | 9 | 9 | 9 | 9 | 9 | 9 | 9 | 9 | 9 | 9 | 9 | 9 | 9 | 9 | 9 | 9 | 9 | 9 | 9 | 9 | 9 | 9 | 9 | 9 | 9 | 9 | 9 | 9 | 9 | 9
52dP | Temporary use ban | DP_TUB | drought - water use restrictions | Customer Options | N | Preferred | SSWSSW | Ml/d | 2 | [6 empty] | 24 | 24 | 24 | 24 | 24 | 24 | 24 | 24 | 24 | 24 | 24 | 24 | 24 | 24 | 24 | 24 | 24 | 24 | 24 | 24 | 24 | 24 | 24 | 24 | 24 | 24 | 24 | 24 | 24 | 24 | 24 | 24 | 24 | 24 | 24 | 24 | 24 | 24 | 24 | 24 | 24 | 24 | 24 | 24 | 24 | 24 | 24 | 24 | 24 | 24 | 24 | 24 | 24 | 24 | 24 | 24 | 24 | 24 | 24 | 24 | 24 | 24 | 24 | 24 | 24 | 24 | 24 | 24 | 24 | 24 | 24 | 24 | 24 | 24 | 24
52dA | Temporary use ban | DP_TUB | drought - water use restrictions | Customer Options | N | Least Cost | SSWSSW | Ml/d | 2 | [6 empty] | 24 | 24 | 24 | 24 | 24 | 24 | 24 | 24 | 24 | 24 | 24 | 24 | 24 | 24 | 24 | 24 | 24 | 24 | 24 | 24 | 24 | 24 | 24 | 24 | 24 | 24 | 24 | 24 | 24 | 24 | 24 | 24 | 24 | 24 | 24 | 24 | 24 | 24 | 24 | 24 | 24 | 24 | 24 | 24 | 24 | 24 | 24 | 24 | 24 | 24 | 24 | 24 | 24 | 24 | 24 | 24 | 24 | 24 | 24 | 24 | 24 | 24 | 24 | 24 | 24 | 24 | 24 | 24 | 24 | 24 | 24 | 24 | 24 | 24 | 24
52dA | Temporary use ban | DP_TUB | drought - water use restrictions | Customer Options | N | Ofwat Core | SSWSSW | Ml/d | 2 | [6 empty] | 24 | 24 | 24 | 24 | 24 | 24 | 24 | 24 | 24 | 24 | 24 | 24 | 24 | 24 | 24 | 24 | 24 | 24 | 24 | 24 | 24 | 24 | 24 | 24 | 24 | 24 | 24 | 24 | 24 | 24 | 24 | 24 | 24 | 24 | 24 | 24 | 24 | 24 | 24 | 24 | 24 | 24 | 24 | 24 | 24 | 24 | 24 | 24 | 24 | 24 | 24 | 24 | 24 | 24 | 24 | 24 | 24 | 24 | 24 | 24 | 24 | 24 | 24 | 24 | 24 | 24 | 24 | 24 | 24 | 24 | 24 | 24 | 24 | 24 | 24
52dP | Non-essential use ban | DP_NEUB | drought - water use restrictions | Customer Options | N | Preferred | SSWSSW | Ml/d | 2 | [6 empty] | 15 | 15 | 15 | 15 | 15 | 15 | 15 | 15 | 15 | 15 | 15 | 15 | 15 | 15 | 15 | 15 | 15 | 15 | 15 | 15 | 15 | 15 | 15 | 15 | 15 | 15 | 15 | 15 | 15 | 15 | 15 | 15 | 15 | 15 | 15 | 15 | 15 | 15 | 15 | 15 | 15 | 15 | 15 | 15 | 15 | 15 | 15 | 15 | 15 | 15 | 15 | 15 | 15 | 15 | 15 | 15 | 15 | 15 | 15 | 15 | 15 | 15 | 15 | 15 | 15 | 15 | 15 | 15 | 15 | 15 | 15 | 15 | 15 | 15 | 15
52dA | Non-essential use ban | DP_NEUB | drought - water use restrictions | Customer Options | N | Least Cost | SSWSSW | Ml/d | 2 | [6 empty] | 15 | 15 | 15 | 15 | 15 | 15 | 15 | 15 | 15 | 15 | 15 | 15 | 15 | 15 | 15 | 15 | 15 | 15 | 15 | 15 | 15 | 15 | 15 | 15 | 15 | 15 | 15 | 15 | 15 | 15 | 15 | 15 | 15 | 15 | 15 | 15 | 15 | 15 | 15 | 15 | 15 | 15 | 15 | 15 | 15 | 15 | 15 | 15 | 15 | 15 | 15 | 15 | 15 | 15 | 15 | 15 | 15 | 15 | 15 | 15 | 15 | 15 | 15 | 15 | 15 | 15 | 15 | 15 | 15 | 15 | 15 | 15 | 15 | 15 | 15
52dA | Non-essential use ban | DP_NEUB | drought - water use restrictions | Customer Options | N | Ofwat Core | SSWSSW | Ml/d | 2 | [6 empty] | 15 | 15 | 15 | 15 | 15 | 15 | 15 | 15 | 15 | 15 | 15 | 15 | 15 | 15 | 15 | 15 | 15 | 15 | 15 | 15 | 15 | 15 | 15 | 15 | 15 | 15 | 15 | 15 | 15 | 15 | 15 | 15 | 15 | 15 | 15 | 15 | 15 | 15 | 15 | 15 | 15 | 15 | 15 | 15 | 15 | 15 | 15 | 15 | 15 | 15 | 15 | 15 | 15 | 15 | 15 | 15 | 15 | 15 | 15 | 15 | 15 | 15 | 15 | 15 | 15 | 15 | 15 | 15 | 15 | 15 | 15 | 15 | 15 | 15 | 15
52aP | River Blithe drought permit | DP_01 | Drought permits/orders | Resource Options | N | Preferred | SSWSSW | Ml/d | 2 | [6 empty] | 8 | 8 | 8 | 8 | 8 | 8 | 8 | 8 | 8 | 8 | 8 | 8 | 8 | 8 | 8 | 8 | 8 | 8 | 8 | 8 | 8 | 8 | 8 | 8 | 8 | 8 | 8 | 8 | 8 | 8 | 8 | 8 | 8 | 8 | 8 | 8 | 8 | 8 | 8 | 8 | 8 | 8 | 8 | 8 | 8 | 8 | 8 | 8 | 8 | 8 | 8 | 8 | 8 | 8 | 8 | 8 | 8 | 8 | 8 | 8 | 8 | 8 | 8 | 8 | 8 | 8 | 8 | 8 | 8 | 8 | 8 | 8 | 8 | 8 | 8
52aA | River Blithe drought permit | DP_01 | Drought permits/orders | Resource Options | N | Least Cost | SSWSSW | Ml/d | 2 | [6 empty] | 8 | 8 | 8 | 8 | 8 | 8 | 8 | 8 | 8 | 8 | 8 | 8 | 8 | 8 | 8 | 8 | 8 | 8 | 8 | 8 | 8 | 8 | 8 | 8 | 8 | 8 | 8 | 8 | 8 | 8 | 8 | 8 | 8 | 8 | 8 | 8 | 8 | 8 | 8 | 8 | 8 | 8 | 8 | 8 | 8 | 8 | 8 | 8 | 8 | 8 | 8 | 8 | 8 | 8 | 8 | 8 | 8 | 8 | 8 | 8 | 8 | 8 | 8 | 8 | 8 | 8 | 8 | 8 | 8 | 8 | 8 | 8 | 8 | 8 | 8
52aA | River Blithe drought permit | DP_01 | Drought permits/orders | Resource Options | N | Ofwat Core | SSWSSW | Ml/d | 2 | [6 empty] | 8 | 8 | 8 | 8 | 8 | 8 | 8 | 8 | 8 | 8 | 8 | 8 | 8 | 8 | 8 | 8 | 8 | 8 | 8 | 8 | 8 | 8 | 8 | 8 | 8 | 8 | 8 | 8 | 8 | 8 | 8 | 8 | 8 | 8 | 8 | 8 | 8 | 8 | 8 | 8 | 8 | 8 | 8 | 8 | 8 | 8 | 8 | 8 | 8 | 8 | 8 | 8 | 8 | 8 | 8 | 8 | 8 | 8 | 8 | 8 | 8 | 8 | 8 | 8 | 8 | 8 | 8 | 8 | 8 | 8 | 8 | 8 | 8 | 8 | 8
52aP | River Severn drought order option 2 | DP_03 | Drought permits/orders | Resource Options | Y | Preferred | SSWSSW | Ml/d | 2 | [6 empty] | 24 | 24 | 24 | 24 | 24 | 24 | 24 | 24 | 24 | 24 | 24 | 24 | 24 | 24 | 24 | 24 | 24 | 24 | 24 | 24 | 24 | 24 | 24 | 24 | 24 | 24 | 24 | 24 | 24 | 24 | 24 | 24 | 24 | 24 | 24 | 24 | 24 | 24 | 24 | 24 | 24 | 24 | 24 | 24 | 24 | 24 | 24 | 24 | 24 | 24 | 24 | 24 | 24 | 24 | 24 | 24 | 24 | 24 | 24 | 24 | 24 | 24 | 24 | 24 | 24 | 24 | 24 | 24 | 24 | 24 | 24 | 24 | 24 | 24 | 24
52aA | River Severn drought order option 2 | DP_03 | Drought permits/orders | Resource Options | N | Least Cost | SSWSSW | Ml/d | 2 | [6 empty] | 24 | 24 | 24 | 24 | 24 | 24 | 24 | 24 | 24 | 24 | 24 | 24 | 24 | 24 | 24 | 24 | 24 | 24 | 24 | 24 | 24 | 24 | 24 | 24 | 24 | 24 | 24 | 24 | 24 | 24 | 24 | 24 | 24 | 24 | 24 | 24 | 24 | 24 | 24 | 24 | 24 | 24 | 24 | 24 | 24 | 24 | 24 | 24 | 24 | 24 | 24 | 24 | 24 | 24 | 24 | 24 | 24 | 24 | 24 | 24 | 24 | 24 | 24 | 24 | 24 | 24 | 24 | 24 | 24 | 24 | 24 | 24 | 24 | 24 | 24
52aA | River Severn drought order option 2 | DP_03 | Drought permits/orders | Resource Options | N | Ofwat Core | SSWSSW | Ml/d | 2 | [6 empty] | 24 | 24 | 24 | 24 | 24 | 24 | 24 | 24 | 24 | 24 | 24 | 24 | 24 | 24 | 24 | 24 | 24 | 24 | 24 | 24 | 24 | 24 | 24 | 24 | 24 | 24 | 24 | 24 | 24 | 24 | 24 | 24 | 24 | 24 | 24 | 24 | 24 | 24 | 24 | 24 | 24 | 24 | 24 | 24 | 24 | 24 | 24 | 24 | 24 | 24 | 24 | 24 | 24 | 24 | 24 | 24 | 24 | 24 | 24 | 24 | 24 | 24 | 24 | 24 | 24 | 24 | 24 | 24 | 24 | 24 | 24 | 24 | 24 | 24 | 24
52dP | Fitting of Enhanced Meter Technology over AMP8 and AMP9 to all NHH | 2021-116 | Metering compulsory | Customer Options | N | Preferred | SSWSSW | Ml/d | 2 | [6 empty] | 0.67 | 1.35 | 2.02 | 2.7 | 3.37 | 3.77 | 4.18 | 4.58 | 4.99 | 5.39 | 6.11 | 6.83 | 7.54 | 8.26 | 8.98 | 8.98 | 8.98 | 8.98 | 8.98 | 8.98 | 8.98 | 8.98 | 8.98 | 8.98 | 8.98 | 8.98 | 8.98 | 8.98 | 8.98 | 8.98 | 8.98 | 8.98 | 8.98 | 8.98 | 8.98 | 8.98 | 8.98 | 8.98 | 8.98 | 8.98 | 8.98 | 8.98 | 8.98 | 8.98 | 8.98 | 8.98 | 8.98 | 8.98 | 8.98 | 8.98 | 8.98 | 8.98 | 8.98 | 8.98 | 8.98 | 8.98 | 8.98 | 8.98 | 8.98 | 8.98 | 8.98 | 8.98 | 8.98 | 8.98 | 8.98 | 8.98 | 8.98 | 8.98 | 8.98 | 8.98 | 8.98 | 8.98 | 8.98 | 8.98 | 8.98
52dP | Fitting of universal smart meter technology throughout AMP8 and AMP9 | SN_02 | Metering compulsory | Customer Options | N | Preferred | SSWSSW | Ml/d | 2 | [6 empty] | 1.346 | 2.692 | 4.038 | 5.384 | 6.73 | 7.874 | 9.018 | 10.162 | 11.306 | 12.45 | 12.45 | 12.45 | 12.45 | 12.45 | 12.45 | 12.45 | 12.45 | 12.45 | 12.45 | 12.45 | 12.45 | 12.45 | 12.45 | 12.45 | 12.45 | 12.45 | 12.45 | 12.45 | 12.45 | 12.45 | 12.45 | 12.45 | 12.45 | 12.45 | 12.45 | 12.45 | 12.45 | 12.45 | 12.45 | 12.45 | 12.45 | 12.45 | 12.45 | 12.45 | 12.45 | 12.45 | 12.45 | 12.45 | 12.45 | 12.45 | 12.45 | 12.45 | 12.45 | 12.45 | 12.45 | 12.45 | 12.45 | 12.45 | 12.45 | 12.45 | 12.45 | 12.45 | 12.45 | 12.45 | 12.45 | 12.45 | 12.45 | 12.45 | 12.45 | 12.45 | 12.45 | 12.45 | 12.45 | 12.45 | 12.45
52cP | Advanced pressure optimisation | 2021-003 | Active leakage management | Distribution Options | N | Preferred | SSWSSW | Ml/d | 2 | [6 empty] | 0.27 | 0.54 | 0.81 | 1.08 | 1.35 | 1.35 | 1.35 | 1.35 | 1.35 | 1.35 | 1.35 | 1.35 | 1.35 | 1.35 | 1.39 | 1.66 | 1.93 | 2.2 | 2.47 | 2.74 | 2.74 | 2.74 | 2.74 | 2.74 | 2.74 | 2.74 | 2.74 | 2.74 | 2.74 | 2.74 | 2.74 | 2.74 | 2.74 | 2.74 | 2.74 | 2.74 | 2.74 | 2.74 | 2.74 | 2.74 | 2.74 | 2.74 | 2.74 | 2.74 | 2.74 | 2.74 | 2.74 | 2.74 | 2.74 | 2.74 | 2.74 | 2.74 | 2.74 | 2.74 | 2.74 | 2.74 | 2.74 | 2.74 | 2.74 | 2.74 | 2.74 | 2.74 | 2.74 | 2.74 | 2.74 | 2.74 | 2.74 | 2.74 | 2.74 | 2.74 | 2.74 | 2.74 | 2.74 | 2.74 | 2.74
52dP | Customer supply pipe repair or replacement (without smart networks) | 2021-045 | Supply pipe repairs / replacement | Customer Options | N | Preferred | SSWSSW | Ml/d | 2 | [6 empty] | 0.216 | 0.432 | 0.648 | 0.864 | 1.08 | 1.36 | 1.63 | 1.91 | 2.18 | 2.46 | 2.46 | 2.46 | 2.46 | 2.46 | 2.46 | 2.46 | 2.46 | 2.46 | 2.46 | 2.46 | 2.46 | 2.46 | 2.46 | 2.46 | 2.46 | 2.46 | 2.46 | 2.46 | 2.46 | 2.46 | 2.46 | 2.46 | 2.46 | 2.46 | 2.46 | 2.46 | 2.46 | 2.46 | 2.46 | 2.46 | 2.46 | 2.46 | 2.46 | 2.46 | 2.46 | 2.46 | 2.46 | 2.46 | 2.46 | 2.46 | 2.46 | 2.46 | 2.46 | 2.46 | 2.46 | 2.46 | 2.46 | 2.46 | 2.46 | 2.46 | 2.46 | 2.46 | 2.46 | 2.46 | 2.46 | 2.46 | 2.46 | 2.46 | 2.46 | 2.46 | 2.46 | 2.46 | 2.46 | 2.46 | 2.46
52cP | Distribution Mains/Comms pipe replacement | 2021-099 | Mains replacement (not trunk mains) | Distribution Options | N | Preferred | SSWSSW | Ml/d | 2 | [6 empty] | 0 | 0 | 0 | 0 | 0 | 0 | 0 | 0 | 0 | 0 | 0 | 0 | 0 | 0 | 0 | 0 | 0 | 0 | 0 | 0 | 1.2 | 2.4 | 3.6 | 4.8 | 6 | 6 | 6 | 6 | 6 | 6 | 6 | 6 | 6 | 6 | 6 | 6 | 6 | 6 | 6 | 6 | 6 | 6 | 6 | 6 | 6 | 6 | 6 | 6 | 6 | 6 | 6 | 6 | 6 | 6 | 6 | 6 | 6 | 6 | 6 | 6 | 6 | 6 | 6 | 6 | 6 | 6 | 6 | 6 | 6 | 6 | 6 | 6 | 6 | 6 | 6
52dP | Customer supply pipe repair or replacement (with smart networks) | 2021-106 | Supply pipe repairs / replacement | Customer Options | N | Preferred | SSWSSW | Ml/d | 2 | [6 empty] | 0 | 0 | 0 | 0 | 0 | 0 | 0 | 0 | 0 | 0 | 0.3 | 0.6 | 0.9 | 1.2 | 1.5 | 1.92 | 2.28 | 2.77 | 3.07 | 3.46 | 3.46 | 3.46 | 3.46 | 3.46 | 3.46 | 3.46 | 3.46 | 3.46 | 3.46 | 3.46 | 3.46 | 3.46 | 3.46 | 3.46 | 3.46 | 3.46 | 3.46 | 3.46 | 3.46 | 3.46 | 3.46 | 3.46 | 3.46 | 3.46 | 3.46 | 3.46 | 3.46 | 3.46 | 3.46 | 3.46 | 3.46 | 3.46 | 3.46 | 3.46 | 3.46 | 3.46 | 3.46 | 3.46 | 3.46 | 3.46 | 3.46 | 3.46 | 3.46 | 3.46 | 3.46 | 3.46 | 3.46 | 3.46 | 3.46 | 3.46 | 3.46 | 3.46 | 3.46 | 3.46 | 3.46
52cP | DMA MOT (with smart networks) | 2021-107 | Active leakage management | Distribution Options | N | Preferred | SSWSSW | Ml/d | 2 | [6 empty] | 0 | 0 | 0 | 0 | 0 | 0 | 0 | 0 | 0 | 0 | 0 | 0 | 0 | 0 | 0.1 | 0.1 | 0.1 | 0.1 | 0.1 | 0.2 | 0.2 | 0.2 | 0.2 | 0.2 | 0.3 | 0.3 | 0.3 | 0.3 | 0.3 | 0.3 | 0.3 | 0.3 | 0.3 | 0.3 | 0.3 | 0.3 | 0.3 | 0.3 | 0.3 | 0.3 | 0.3 | 0.3 | 0.3 | 0.3 | 0.3 | 0.3 | 0.3 | 0.3 | 0.3 | 0.3 | 0.3 | 0.3 | 0.3 | 0.3 | 0.3 | 0.3 | 0.3 | 0.3 | 0.3 | 0.3 | 0.3 | 0.3 | 0.3 | 0.3 | 0.3 | 0.3 | 0.3 | 0.3 | 0.3 | 0.3 | 0.3 | 0.3 | 0.3 | 0.3 | 0.3
52cP | DMA ALC plus (with smart networks) | 2021-108 | Active leakage management | Distribution Options | N | Preferred | SSWSSW | Ml/d | 2 | [6 empty] | 0 | 0 | 0 | 0 | 0 | 0 | 0 | 0 | 0 | 0 | 0.39 | 0.78 | 1.17 | 1.56 | 1.95 | 2.98 | 4 | 5.03 | 6.05 | 7.08 | 7.2 | 7.32 | 7.44 | 7.56 | 7.68 | 7.68 | 7.68 | 7.68 | 7.68 | 7.68 | 7.68 | 7.68 | 7.68 | 7.68 | 7.68 | 7.68 | 7.68 | 7.68 | 7.68 | 7.68 | 7.68 | 7.68 | 7.68 | 7.68 | 7.68 | 7.68 | 7.68 | 7.68 | 7.68 | 7.68 | 7.68 | 7.68 | 7.68 | 7.68 | 7.68 | 7.68 | 7.68 | 7.68 | 7.68 | 7.68 | 7.68 | 7.68 | 7.68 | 7.68 | 7.68 | 7.68 | 7.68 | 7.68 | 7.68 | 7.68 | 7.68 | 7.68 | 7.68 | 7.68 | 7.68
52cP | DMA MOT (without smart networks) | 2021-118 | Active leakage management | Distribution Options | N | Preferred | SSWSSW | Ml/d | 2 | [6 empty] | 0 | 0 | 0 | 0 | 0.06 | 0.06 | 0.06 | 0.06 | 0.06 | 0.06 | 0.06 | 0.06 | 0.06 | 0.06 | 0.06 | 0.06 | 0.06 | 0.06 | 0.06 | 0.06 | 0.06 | 0.06 | 0.06 | 0.06 | 0.06 | 0.06 | 0.06 | 0.06 | 0.06 | 0.06 | 0.06 | 0.06 | 0.06 | 0.06 | 0.06 | 0.06 | 0.06 | 0.06 | 0.06 | 0.06 | 0.06 | 0.06 | 0.06 | 0.06 | 0.06 | 0.06 | 0.06 | 0.06 | 0.06 | 0.06 | 0.06 | 0.06 | 0.06 | 0.06 | 0.06 | 0.06 | 0.06 | 0.06 | 0.06 | 0.06 | 0.06 | 0.06 | 0.06 | 0.06 | 0.06 | 0.06 | 0.06 | 0.06 | 0.06 | 0.06 | 0.06 | 0.06 | 0.06 | 0.06 | 0.06
52cP | DMA ALC plus (without smart networks) | 2021-119 | Active leakage management | Distribution Options | N | Preferred | SSWSSW | Ml/d | 2 | [6 empty] | 0.49 | 0.98 | 1.47 | 1.96 | 2.45 | 3.6 | 4.75 | 5.91 | 7.06 | 8.21 | 8.27 | 8.33 | 8.4 | 8.46 | 8.52 | 7.37 | 6.21 | 5.06 | 3.9 | 2.75 | 2.2 | 1.65 | 1.1 | 0.55 | 0 | 0 | 0 | 0 | 0 | 0 | 0 | 0 | 0 | 0 | 0 | 0 | 0 | 0 | 0 | 0 | 0 | 0 | 0 | 0 | 0 | 0 | 0 | 0 | 0 | 0 | 0 | 0 | 0 | 0 | 0 | 0 | 0 | 0 | 0 | 0 | 0 | 0 | 0 | 0 | 0 | 0 | 0 | 0 | 0 | 0 | 0 | 0 | 0 | 0 | 0
52dP | Water labelling no minimum standards | WL_02 | Other water efficiency | Customer Options | N | Preferred | SSWSSW | Ml/d | 2 | [6 empty] | 0.45316 | 0.91122 | 1.3742 | 1.8423 | 2.315 | 3.2927 | 4.2797 | 5.276 | 6.2807 | 7.2945 | 8.5804 | 9.8777 | 11.1857 | 12.5049 | 13.8356 | 14.6688 | 15.5086 | 16.3559 | 17.2091 | 18.0693 | 18.5756 | 19.0853 | 19.5985 | 20.1152 | 20.4 | 20.4 | 20.4 | 20.4 | 20.4 | 20.4 | 20.4 | 20.4 | 20.4 | 20.4 | 20.4 | 20.4 | 20.4 | 20.4 | 20.4 | 20.4 | 20.4 | 20.4 | 20.4 | 20.4 | 20.4 | 20.4 | 20.4 | 20.4 | 20.4 | 20.4 | 20.4 | 20.4 | 20.4 | 20.4 | 20.4 | 20.4 | 20.4 | 20.4 | 20.4 | 20.4 | 20.4 | 20.4 | 20.4 | 20.4 | 20.4 | 20.4 | 20.4 | 20.4 | 20.4 | 20.4 | 20.4 | 20.4 | 20.4 | 20.4 | 20.4
52dP | Household water efficiency programme (partnering approach, home visit) | 2021-012 | Household water audit | Customer Options | N | Preferred | SSWSSW | Ml/d | 2 | [6 empty] | 0.15 | 0.3 | 0.45 | 0.6 | 0.75 | 0.9 | 0.05 | 0.2 | 0.35 | 1.5 | 1.38 | 1.26 | 1.14 | 1.02 | 0.9 | 0.72 | 0.54 | 0.36 | 0.18 | 0 | 0 | 0 | 0 | 0 | 0 | 0 | 0 | 0 | 0 | 0 | 0 | 0 | 0 | 0 | 0 | 0 | 0 | 0 | 0 | 0 | 0 | 0 | 0 | 0 | 0 | 0 | 0 | 0 | 0 | 0 | 0 | 0 | 0 | 0 | 0 | 0 | 0 | 0 | 0 | 0 | 0 | 0 | 0 | 0 | 0 | 0 | 0 | 0 | 0 | 0 | 0 | 0 | 0 | 0 | 0
52dP | Housing associations - targeted programme | 2021-036 | Household water audit | Customer Options | N | Preferred | SSWSSW | Ml/d | 2 | [6 empty] | 0.142 | 0.284 | 0.426 | 0.568 | 0.71 | 0.624 | 0.538 | 0.452 | 0.366 | 0.28 | 0.224 | 0.168 | 0.112 | 0.056 | 0 | 0 | 0 | 0 | 0 | 0 | 0 | 0 | 0 | 0 | 0 | 0 | 0 | 0 | 0 | 0 | 0 | 0 | 0 | 0 | 0 | 0 | 0 | 0 | 0 | 0 | 0 | 0 | 0 | 0 | 0 | 0 | 0 | 0 | 0 | 0 | 0 | 0 | 0 | 0 | 0 | 0 | 0 | 0 | 0 | 0 | 0 | 0 | 0 | 0 | 0 | 0 | 0 | 0 | 0 | 0 | 0 | 0 | 0 | 0 | 0
52dP | Innovative tariffs | 2021-048 | Tariff | Customer Options | N | Preferred | SSWSSW | Ml/d | 2 | [6 empty] | 0 | 0 | 0 | 0 | 0 | 0 | 0 | 0 | 0 | 0 | 0.264 | 0.528 | 0.792 | 1.056 | 1.32 | 1.32 | 1.32 | 1.32 | 1.32 | 1.32 | 1.32 | 1.32 | 1.32 | 1.32 | 1.32 | 1.32 | 1.32 | 1.32 | 1.32 | 1.32 | 1.32 | 1.32 | 1.32 | 1.32 | 1.32 | 1.32 | 1.32 | 1.32 | 1.32 | 1.32 | 1.32 | 1.32 | 1.32 | 1.32 | 1.32 | 1.32 | 1.32 | 1.32 | 1.32 | 1.32 | 1.32 | 1.32 | 1.32 | 1.32 | 1.32 | 1.32 | 1.32 | 1.32 | 1.32 | 1.32 | 1.32 | 1.32 | 1.32 | 1.32 | 1.32 | 1.32 | 1.32 | 1.32 | 1.32 | 1.32 | 1.32 | 1.32 | 1.32 | 1.32 | 1.32
52dA | Fitting of Enhanced Meter Technology over AMP8 and AMP9 to all NHH | 2021-116 | Metering compulsory | Customer Options | N | Least Cost | SSWSSW | Ml/d | 2 | [6 empty] | 0.67 | 1.35 | 2.02 | 2.7 | 3.37 | 3.77 | 4.18 | 4.58 | 4.99 | 5.39 | 6.11 | 6.83 | 7.54 | 8.26 | 8.98 | 8.98 | 8.98 | 8.98 | 8.98 | 8.98 | 8.98 | 8.98 | 8.98 | 8.98 | 8.98 | 8.98 | 8.98 | 8.98 | 8.98 | 8.98 | 8.98 | 8.98 | 8.98 | 8.98 | 8.98 | 8.98 | 8.98 | 8.98 | 8.98 | 8.98 | 8.98 | 8.98 | 8.98 | 8.98 | 8.98 | 8.98 | 8.98 | 8.98 | 8.98 | 8.98 | 8.98 | 8.98 | 8.98 | 8.98 | 8.98 | 8.98 | 8.98 | 8.98 | 8.98 | 8.98 | 8.98 | 8.98 | 8.98 | 8.98 | 8.98 | 8.98 | 8.98 | 8.98 | 8.98 | 8.98 | 8.98 | 8.98 | 8.98 | 8.98 | 8.98
52dA | Fitting of universal smart meter technology throughout AMP8 and AMP9 | SN_02 | Metering compulsory | Customer Options | N | Least Cost | SSWSSW | Ml/d | 2 | [6 empty] | 1.346 | 2.692 | 4.038 | 5.384 | 6.73 | 7.874 | 9.018 | 10.162 | 11.306 | 12.45 | 12.45 | 12.45 | 12.45 | 12.45 | 12.45 | 12.45 | 12.45 | 12.45 | 12.45 | 12.45 | 12.45 | 12.45 | 12.45 | 12.45 | 12.45 | 12.45 | 12.45 | 12.45 | 12.45 | 12.45 | 12.45 | 12.45 | 12.45 | 12.45 | 12.45 | 12.45 | 12.45 | 12.45 | 12.45 | 12.45 | 12.45 | 12.45 | 12.45 | 12.45 | 12.45 | 12.45 | 12.45 | 12.45 | 12.45 | 12.45 | 12.45 | 12.45 | 12.45 | 12.45 | 12.45 | 12.45 | 12.45 | 12.45 | 12.45 | 12.45 | 12.45 | 12.45 | 12.45 | 12.45 | 12.45 | 12.45 | 12.45 | 12.45 | 12.45 | 12.45 | 12.45 | 12.45 | 12.45 | 12.45 | 12.45
52cA | Advanced pressure optimisation | 2021-003 | Active leakage management | Distribution Options | N | Least Cost | SSWSSW | Ml/d | 2 | [6 empty] | 0.27 | 0.54 | 0.81 | 1.08 | 1.35 | 1.35 | 1.35 | 1.35 | 1.35 | 1.35 | 1.35 | 1.35 | 1.35 | 1.35 | 1.39 | 1.66 | 1.93 | 2.2 | 2.47 | 2.74 | 2.74 | 2.74 | 2.74 | 2.74 | 2.74 | 2.74 | 2.74 | 2.74 | 2.74 | 2.74 | 2.74 | 2.74 | 2.74 | 2.74 | 2.74 | 2.74 | 2.74 | 2.74 | 2.74 | 2.74 | 2.74 | 2.74 | 2.74 | 2.74 | 2.74 | 2.74 | 2.74 | 2.74 | 2.74 | 2.74 | 2.74 | 2.74 | 2.74 | 2.74 | 2.74 | 2.74 | 2.74 | 2.74 | 2.74 | 2.74 | 2.74 | 2.74 | 2.74 | 2.74 | 2.74 | 2.74 | 2.74 | 2.74 | 2.74 | 2.74 | 2.74 | 2.74 | 2.74 | 2.74 | 2.74
52dA | Customer supply pipe repair or replacement (without smart networks) | 2021-045 | Supply pipe repairs / replacement | Customer Options | N | Least Cost | SSWSSW | Ml/d | 2 | [6 empty] | 0.216 | 0.432 | 0.648 | 0.864 | 1.08 | 1.36 | 1.63 | 1.91 | 2.18 | 2.46 | 2.46 | 2.46 | 2.46 | 2.46 | 2.46 | 2.46 | 2.46 | 2.46 | 2.46 | 2.46 | 2.46 | 2.46 | 2.46 | 2.46 | 2.46 | 2.46 | 2.46 | 2.46 | 2.46 | 2.46 | 2.46 | 2.46 | 2.46 | 2.46 | 2.46 | 2.46 | 2.46 | 2.46 | 2.46 | 2.46 | 2.46 | 2.46 | 2.46 | 2.46 | 2.46 | 2.46 | 2.46 | 2.46 | 2.46 | 2.46 | 2.46 | 2.46 | 2.46 | 2.46 | 2.46 | 2.46 | 2.46 | 2.46 | 2.46 | 2.46 | 2.46 | 2.46 | 2.46 | 2.46 | 2.46 | 2.46 | 2.46 | 2.46 | 2.46 | 2.46 | 2.46 | 2.46 | 2.46 | 2.46 | 2.46
52cA | Distribution Mains/Comms pipe replacement | 2021-099 | Mains replacement (not trunk mains) | Distribution Options | N | Least Cost | SSWSSW | Ml/d | 2 | [6 empty] | 0 | 0 | 0 | 0 | 0 | 0 | 0 | 0 | 0 | 0 | 0 | 0 | 0 | 0 | 0 | 0 | 0 | 0 | 0 | 0 | 1.2 | 2.4 | 3.6 | 4.8 | 6 | 6 | 6 | 6 | 6 | 6 | 6 | 6 | 6 | 6 | 6 | 6 | 6 | 6 | 6 | 6 | 6 | 6 | 6 | 6 | 6 | 6 | 6 | 6 | 6 | 6 | 6 | 6 | 6 | 6 | 6 | 6 | 6 | 6 | 6 | 6 | 6 | 6 | 6 | 6 | 6 | 6 | 6 | 6 | 6 | 6 | 6 | 6 | 6 | 6 | 6
52dA | Customer supply pipe repair or replacement (with smart networks) | 2021-106 | Supply pipe repairs / replacement | Customer Options | N | Least Cost | SSWSSW | Ml/d | 2 | [6 empty] | 0 | 0 | 0 | 0 | 0 | 0 | 0 | 0 | 0 | 0 | 0.3 | 0.6 | 0.9 | 1.2 | 1.5 | 1.92 | 2.28 | 2.77 | 3.07 | 3.46 | 3.46 | 3.46 | 3.46 | 3.46 | 3.46 | 3.46 | 3.46 | 3.46 | 3.46 | 3.46 | 3.46 | 3.46 | 3.46 | 3.46 | 3.46 | 3.46 | 3.46 | 3.46 | 3.46 | 3.46 | 3.46 | 3.46 | 3.46 | 3.46 | 3.46 | 3.46 | 3.46 | 3.46 | 3.46 | 3.46 | 3.46 | 3.46 | 3.46 | 3.46 | 3.46 | 3.46 | 3.46 | 3.46 | 3.46 | 3.46 | 3.46 | 3.46 | 3.46 | 3.46 | 3.46 | 3.46 | 3.46 | 3.46 | 3.46 | 3.46 | 3.46 | 3.46 | 3.46 | 3.46 | 3.46
52cA | DMA MOT (with smart networks) | 2021-107 | Active leakage management | Distribution Options | N | Least Cost | SSWSSW | Ml/d | 2 | [6 empty] | 0 | 0 | 0 | 0 | 0 | 0 | 0 | 0 | 0 | 0 | 0 | 0 | 0 | 0 | 0.1 | 0.1 | 0.1 | 0.1 | 0.1 | 0.2 | 0.2 | 0.2 | 0.2 | 0.2 | 0.3 | 0.3 | 0.3 | 0.3 | 0.3 | 0.3 | 0.3 | 0.3 | 0.3 | 0.3 | 0.3 | 0.3 | 0.3 | 0.3 | 0.3 | 0.3 | 0.3 | 0.3 | 0.3 | 0.3 | 0.3 | 0.3 | 0.3 | 0.3 | 0.3 | 0.3 | 0.3 | 0.3 | 0.3 | 0.3 | 0.3 | 0.3 | 0.3 | 0.3 | 0.3 | 0.3 | 0.3 | 0.3 | 0.3 | 0.3 | 0.3 | 0.3 | 0.3 | 0.3 | 0.3 | 0.3 | 0.3 | 0.3 | 0.3 | 0.3 | 0.3
52cA | DMA ALC plus (with smart networks) | 2021-108 | Active leakage management | Distribution Options | N | Least Cost | SSWSSW | Ml/d | 2 | [6 empty] | 0 | 0 | 0 | 0 | 0 | 0 | 0 | 0 | 0 | 0 | 0.39 | 0.78 | 1.17 | 1.56 | 1.95 | 2.98 | 4 | 5.03 | 6.05 | 7.08 | 7.2 | 7.32 | 7.44 | 7.56 | 7.68 | 7.68 | 7.68 | 7.68 | 7.68 | 7.68 | 7.68 | 7.68 | 7.68 | 7.68 | 7.68 | 7.68 | 7.68 | 7.68 | 7.68 | 7.68 | 7.68 | 7.68 | 7.68 | 7.68 | 7.68 | 7.68 | 7.68 | 7.68 | 7.68 | 7.68 | 7.68 | 7.68 | 7.68 | 7.68 | 7.68 | 7.68 | 7.68 | 7.68 | 7.68 | 7.68 | 7.68 | 7.68 | 7.68 | 7.68 | 7.68 | 7.68 | 7.68 | 7.68 | 7.68 | 7.68 | 7.68 | 7.68 | 7.68 | 7.68 | 7.68
52cA | DMA MOT (without smart networks) | 2021-118 | Active leakage management | Distribution Options | N | Least Cost | SSWSSW | Ml/d | 2 | [6 empty] | 0 | 0 | 0 | 0 | 0.06 | 0.06 | 0.06 | 0.06 | 0.06 | 0.06 | 0.06 | 0.06 | 0.06 | 0.06 | 0.06 | 0.06 | 0.06 | 0.06 | 0.06 | 0.06 | 0.06 | 0.06 | 0.06 | 0.06 | 0.06 | 0.06 | 0.06 | 0.06 | 0.06 | 0.06 | 0.06 | 0.06 | 0.06 | 0.06 | 0.06 | 0.06 | 0.06 | 0.06 | 0.06 | 0.06 | 0.06 | 0.06 | 0.06 | 0.06 | 0.06 | 0.06 | 0.06 | 0.06 | 0.06 | 0.06 | 0.06 | 0.06 | 0.06 | 0.06 | 0.06 | 0.06 | 0.06 | 0.06 | 0.06 | 0.06 | 0.06 | 0.06 | 0.06 | 0.06 | 0.06 | 0.06 | 0.06 | 0.06 | 0.06 | 0.06 | 0.06 | 0.06 | 0.06 | 0.06 | 0.06
52cA | DMA ALC plus (without smart networks) | 2021-119 | Active leakage management | Distribution Options | N | Least Cost | SSWSSW | Ml/d | 2 | [6 empty] | 0.49 | 0.98 | 1.47 | 1.96 | 2.45 | 3.6 | 4.75 | 5.91 | 7.06 | 8.21 | 8.27 | 8.33 | 8.4 | 8.46 | 8.52 | 7.37 | 6.21 | 5.06 | 3.9 | 2.75 | 2.2 | 1.65 | 1.1 | 0.55 | 0 | 0 | 0 | 0 | 0 | 0 | 0 | 0 | 0 | 0 | 0 | 0 | 0 | 0 | 0 | 0 | 0 | 0 | 0 | 0 | 0 | 0 | 0 | 0 | 0 | 0 | 0 | 0 | 0 | 0 | 0 | 0 | 0 | 0 | 0 | 0 | 0 | 0 | 0 | 0 | 0 | 0 | 0 | 0 | 0 | 0 | 0 | 0 | 0 | 0 | 0
52dA | Water labelling no minimum standards | WL_02 | Other water efficiency | Customer Options | N | Least Cost | SSWSSW | Ml/d | 2 | [6 empty] | 0.45316 | 0.91122 | 1.3742 | 1.8423 | 2.315 | 3.2927 | 4.2797 | 5.276 | 6.2807 | 7.2945 | 8.5804 | 9.8777 | 11.1857 | 12.5049 | 13.8356 | 14.6688 | 15.5086 | 16.3559 | 17.2091 | 18.0693 | 18.5756 | 19.0853 | 19.5985 | 20.1152 | 20.4 | 20.4 | 20.4 | 20.4 | 20.4 | 20.4 | 20.4 | 20.4 | 20.4 | 20.4 | 20.4 | 20.4 | 20.4 | 20.4 | 20.4 | 20.4 | 20.4 | 20.4 | 20.4 | 20.4 | 20.4 | 20.4 | 20.4 | 20.4 | 20.4 | 20.4 | 20.4 | 20.4 | 20.4 | 20.4 | 20.4 | 20.4 | 20.4 | 20.4 | 20.4 | 20.4 | 20.4 | 20.4 | 20.4 | 20.4 | 20.4 | 20.4 | 20.4 | 20.4 | 20.4 | 20.4 | 20.4 | 20.4 | 20.4 | 20.4 | 20.4
52dA | Household water efficiency programme (partnering approach, home visit) | 2021-012 | Household water audit | Customer Options | N | Least Cost | SSWSSW | Ml/d | 2 | [6 empty] | 0.15 | 0.3 | 0.45 | 0.6 | 0.75 | 0.9 | 0.05 | 0.2 | 0.35 | 1.5 | 1.38 | 1.26 | 1.14 | 1.02 | 0.9 | 0.72 | 0.54 | 0.36 | 0.18 | 0 | 0 | 0 | 0 | 0 | 0 | 0 | 0 | 0 | 0 | 0 | 0 | 0 | 0 | 0 | 0 | 0 | 0 | 0 | 0 | 0 | 0 | 0 | 0 | 0 | 0 | 0 | 0 | 0 | 0 | 0 | 0 | 0 | 0 | 0 | 0 | 0 | 0 | 0 | 0 | 0 | 0 | 0 | 0 | 0 | 0 | 0 | 0 | 0 | 0 | 0 | 0 | 0 | 0 | 0 | 0
52dA | Housing associations - targeted programme | 2021-036 | Household water audit | Customer Options | N | Least Cost | SSWSSW | Ml/d | 2 | [6 empty] | 0.142 | 0.284 | 0.426 | 0.568 | 0.71 | 0.624 | 0.538 | 0.452 | 0.366 | 0.28 | 0.224 | 0.168 | 0.112 | 0.056 | 0 | 0 | 0 | 0 | 0 | 0 | 0 | 0 | 0 | 0 | 0 | 0 | 0 | 0 | 0 | 0 | 0 | 0 | 0 | 0 | 0 | 0 | 0 | 0 | 0 | 0 | 0 | 0 | 0 | 0 | 0 | 0 | 0 | 0 | 0 | 0 | 0 | 0 | 0 | 0 | 0 | 0 | 0 | 0 | 0 | 0 | 0 | 0 | 0 | 0 | 0 | 0 | 0 | 0 | 0 | 0 | 0 | 0 | 0 | 0 | 0
52dA | Innovative tariffs | 2021-048 | Tariff | Customer Options | N | Least Cost | SSWSSW | Ml/d | 2 | [6 empty] | 0 | 0 | 0 | 0 | 0 | 0 | 0 | 0 | 0 | 0 | 0.264 | 0.528 | 0.792 | 1.056 | 1.32 | 1.32 | 1.32 | 1.32 | 1.32 | 1.32 | 1.32 | 1.32 | 1.32 | 1.32 | 1.32 | 1.32 | 1.32 | 1.32 | 1.32 | 1.32 | 1.32 | 1.32 | 1.32 | 1.32 | 1.32 | 1.32 | 1.32 | 1.32 | 1.32 | 1.32 | 1.32 | 1.32 | 1.32 | 1.32 | 1.32 | 1.32 | 1.32 | 1.32 | 1.32 | 1.32 | 1.32 | 1.32 | 1.32 | 1.32 | 1.32 | 1.32 | 1.32 | 1.32 | 1.32 | 1.32 | 1.32 | 1.32 | 1.32 | 1.32 | 1.32 | 1.32 | 1.32 | 1.32 | 1.32 | 1.32 | 1.32 | 1.32 | 1.32 | 1.32 | 1.32
52dA | Fitting of Enhanced Meter Technology over AMP8 and AMP9 to all NHH | 2021-116 | Metering compulsory | Customer Options | N | Ofwat Core | SSWSSW | Ml/d | 2 | [6 empty] | 0.67 | 1.35 | 2.02 | 2.7 | 3.37 | 3.77 | 4.18 | 4.58 | 4.99 | 5.39 | 6.11 | 6.83 | 7.54 | 8.26 | 8.98 | 8.98 | 8.98 | 8.98 | 8.98 | 8.98 | 8.98 | 8.98 | 8.98 | 8.98 | 8.98 | 8.98 | 8.98 | 8.98 | 8.98 | 8.98 | 8.98 | 8.98 | 8.98 | 8.98 | 8.98 | 8.98 | 8.98 | 8.98 | 8.98 | 8.98 | 8.98 | 8.98 | 8.98 | 8.98 | 8.98 | 8.98 | 8.98 | 8.98 | 8.98 | 8.98 | 8.98 | 8.98 | 8.98 | 8.98 | 8.98 | 8.98 | 8.98 | 8.98 | 8.98 | 8.98 | 8.98 | 8.98 | 8.98 | 8.98 | 8.98 | 8.98 | 8.98 | 8.98 | 8.98 | 8.98 | 8.98 | 8.98 | 8.98 | 8.98 | 8.98
52dA | Fitting of universal smart meter technology throughout AMP8 and AMP9 | SN_02 | Metering compulsory | Customer Options | N | Ofwat Core | SSWSSW | Ml/d | 2 | [6 empty] | 1.346 | 2.692 | 4.038 | 5.384 | 6.73 | 7.874 | 9.018 | 10.162 | 11.306 | 12.45 | 12.45 | 12.45 | 12.45 | 12.45 | 12.45 | 12.45 | 12.45 | 12.45 | 12.45 | 12.45 | 12.45 | 12.45 | 12.45 | 12.45 | 12.45 | 12.45 | 12.45 | 12.45 | 12.45 | 12.45 | 12.45 | 12.45 | 12.45 | 12.45 | 12.45 | 12.45 | 12.45 | 12.45 | 12.45 | 12.45 | 12.45 | 12.45 | 12.45 | 12.45 | 12.45 | 12.45 | 12.45 | 12.45 | 12.45 | 12.45 | 12.45 | 12.45 | 12.45 | 12.45 | 12.45 | 12.45 | 12.45 | 12.45 | 12.45 | 12.45 | 12.45 | 12.45 | 12.45 | 12.45 | 12.45 | 12.45 | 12.45 | 12.45 | 12.45 | 12.45 | 12.45 | 12.45 | 12.45 | 12.45 | 12.45
52dA | Non-household water efficiency programme | 2021-015 | Other water efficiency | Customer Options | N | Ofwat Core | SSWSSW | Ml/d | 3 | [6 empty] | 0.15 | 0.3 | 0.45 | 0.6 | 0.75 | 0.9 | 1.05 | 1.2 | 1.35 | 1.5 | 1.5 | 1.5 | 1.5 | 1.5 | 1.5 | 1.5 | 1.5 | 1.5 | 1.5 | 1.5 | 1.5 | 1.5 | 1.5 | 1.5 | 1.5 | 1.5 | 1.5 | 1.5 | 1.5 | 1.5 | 1.5 | 1.5 | 1.5 | 1.5 | 1.5 | 1.5 | 1.5 | 1.5 | 1.5 | 1.5 | 1.5 | 1.5 | 1.5 | 1.5 | 1.5 | 1.5 | 1.5 | 1.5 | 1.5 | 1.5 | 1.5 | 1.5 | 1.5 | 1.5 | 1.5 | 1.5 | 1.5 | 1.5 | 1.5 | 1.5 | 1.5 | 1.5 | 1.5 | 1.5 | 1.5 | 1.5 | 1.5 | 1.5 | 1.5 | 1.5 | 1.5 | 1.5 | 1.5 | 1.5 | 1.5
52dP | Non-household water efficiency programme | 2021-015 | Other water efficiency | Customer Options | N | Preferred | SSWSSW | Ml/d | 4 | [6 empty] | 0.15 | 0.3 | 0.45 | 0.6 | 0.75 | 0.9 | 1.05 | 1.2 | 1.35 | 1.5 | 1.5 | 1.5 | 1.5 | 1.5 | 1.5 | 1.5 | 1.5 | 1.5 | 1.5 | 1.5 | 1.5 | 1.5 | 1.5 | 1.5 | 1.5 | 1.5 | 1.5 | 1.5 | 1.5 | 1.5 | 1.5 | 1.5 | 1.5 | 1.5 | 1.5 | 1.5 | 1.5 | 1.5 | 1.5 | 1.5 | 1.5 | 1.5 | 1.5 | 1.5 | 1.5 | 1.5 | 1.5 | 1.5 | 1.5 | 1.5 | 1.5 | 1.5 | 1.5 | 1.5 | 1.5 | 1.5 | 1.5 | 1.5 | 1.5 | 1.5 | 1.5 | 1.5 | 1.5 | 1.5 | 1.5 | 1.5 | 1.5 | 1.5 | 1.5 | 1.5 | 1.5 | 1.5 | 1.5 | 1.5 | 1.5
52dA | Non-household water efficiency programme | 2021-015 | Other water efficiency | Customer Options | N | Least Cost | SSWSSW | Ml/d | 5 | [6 empty] | 0.15 | 0.3 | 0.45 | 0.6 | 0.75 | 0.9 | 1.05 | 1.2 | 1.35 | 1.5 | 1.5 | 1.5 | 1.5 | 1.5 | 1.5 | 1.5 | 1.5 | 1.5 | 1.5 | 1.5 | 1.5 | 1.5 | 1.5 | 1.5 | 1.5 | 1.5 | 1.5 | 1.5 | 1.5 | 1.5 | 1.5 | 1.5 | 1.5 | 1.5 | 1.5 | 1.5 | 1.5 | 1.5 | 1.5 | 1.5 | 1.5 | 1.5 | 1.5 | 1.5 | 1.5 | 1.5 | 1.5 | 1.5 | 1.5 | 1.5 | 1.5 | 1.5 | 1.5 | 1.5 | 1.5 | 1.5 | 1.5 | 1.5 | 1.5 | 1.5 | 1.5 | 1.5 | 1.5 | 1.5 | 1.5 | 1.5 | 1.5 | 1.5 | 1.5 | 1.5 | 1.5 | 1.5 | 1.5 | 1.5 | 1.5
52cA | Advanced pressure optimisation | 2021-003 | Active leakage management | Distribution Options | N | Ofwat Core | SSWSSW | Ml/d | 2 | [6 empty] | 0.27 | 0.54 | 0.81 | 1.08 | 1.35 | 1.35 | 1.35 | 1.35 | 1.35 | 1.35 | 1.35 | 1.35 | 1.35 | 1.35 | 1.39 | 1.66 | 1.93 | 2.2 | 2.47 | 2.74 | 2.74 | 2.74 | 2.74 | 2.74 | 2.74 | 2.74 | 2.74 | 2.74 | 2.74 | 2.74 | 2.74 | 2.74 | 2.74 | 2.74 | 2.74 | 2.74 | 2.74 | 2.74 | 2.74 | 2.74 | 2.74 | 2.74 | 2.74 | 2.74 | 2.74 | 2.74 | 2.74 | 2.74 | 2.74 | 2.74 | 2.74 | 2.74 | 2.74 | 2.74 | 2.74 | 2.74 | 2.74 | 2.74 | 2.74 | 2.74 | 2.74 | 2.74 | 2.74 | 2.74 | 2.74 | 2.74 | 2.74 | 2.74 | 2.74 | 2.74 | 2.74 | 2.74 | 2.74 | 2.74 | 2.74
52dA | Customer supply pipe repair or replacement (without smart networks) | 2021-045 | Supply pipe repairs / replacement | Customer Options | N | Ofwat Core | SSWSSW | Ml/d | 2 | [6 empty] | 0.216 | 0.432 | 0.648 | 0.864 | 1.08 | 1.36 | 1.63 | 1.91 | 2.18 | 2.46 | 2.46 | 2.46 | 2.46 | 2.46 | 2.46 | 2.46 | 2.46 | 2.46 | 2.46 | 2.46 | 2.46 | 2.46 | 2.46 | 2.46 | 2.46 | 2.46 | 2.46 | 2.46 | 2.46 | 2.46 | 2.46 | 2.46 | 2.46 | 2.46 | 2.46 | 2.46 | 2.46 | 2.46 | 2.46 | 2.46 | 2.46 | 2.46 | 2.46 | 2.46 | 2.46 | 2.46 | 2.46 | 2.46 | 2.46 | 2.46 | 2.46 | 2.46 | 2.46 | 2.46 | 2.46 | 2.46 | 2.46 | 2.46 | 2.46 | 2.46 | 2.46 | 2.46 | 2.46 | 2.46 | 2.46 | 2.46 | 2.46 | 2.46 | 2.46 | 2.46 | 2.46 | 2.46 | 2.46 | 2.46 | 2.46
52cA | Distribution Mains/Comms pipe replacement | 2021-099 | Mains replacement (not trunk mains) | Distribution Options | N | Ofwat Core | SSWSSW | Ml/d | 2 | [6 empty] | 0 | 0 | 0 | 0 | 0 | 0 | 0 | 0 | 0 | 0 | 0 | 0 | 0 | 0 | 0 | 0 | 0 | 0 | 0 | 0 | 1.2 | 2.4 | 3.6 | 4.8 | 6 | 6 | 6 | 6 | 6 | 6 | 6 | 6 | 6 | 6 | 6 | 6 | 6 | 6 | 6 | 6 | 6 | 6 | 6 | 6 | 6 | 6 | 6 | 6 | 6 | 6 | 6 | 6 | 6 | 6 | 6 | 6 | 6 | 6 | 6 | 6 | 6 | 6 | 6 | 6 | 6 | 6 | 6 | 6 | 6 | 6 | 6 | 6 | 6 | 6 | 6
52dA | Customer supply pipe repair or replacement (with smart networks) | 2021-106 | Supply pipe repairs / replacement | Customer Options | N | Ofwat Core | SSWSSW | Ml/d | 2 | [6 empty] | 0 | 0 | 0 | 0 | 0 | 0 | 0 | 0 | 0 | 0 | 0.3 | 0.6 | 0.9 | 1.2 | 1.5 | 1.92 | 2.28 | 2.77 | 3.07 | 3.46 | 3.46 | 3.46 | 3.46 | 3.46 | 3.46 | 3.46 | 3.46 | 3.46 | 3.46 | 3.46 | 3.46 | 3.46 | 3.46 | 3.46 | 3.46 | 3.46 | 3.46 | 3.46 | 3.46 | 3.46 | 3.46 | 3.46 | 3.46 | 3.46 | 3.46 | 3.46 | 3.46 | 3.46 | 3.46 | 3.46 | 3.46 | 3.46 | 3.46 | 3.46 | 3.46 | 3.46 | 3.46 | 3.46 | 3.46 | 3.46 | 3.46 | 3.46 | 3.46 | 3.46 | 3.46 | 3.46 | 3.46 | 3.46 | 3.46 | 3.46 | 3.46 | 3.46 | 3.46 | 3.46 | 3.46
52cA | DMA MOT (with smart networks) | 2021-107 | Active leakage management | Distribution Options | N | Ofwat Core | SSWSSW | Ml/d | 2 | [6 empty] | 0 | 0 | 0 | 0 | 0 | 0 | 0 | 0 | 0 | 0 | 0 | 0 | 0 | 0 | 0.1 | 0.1 | 0.1 | 0.1 | 0.1 | 0.2 | 0.2 | 0.2 | 0.2 | 0.2 | 0.3 | 0.3 | 0.3 | 0.3 | 0.3 | 0.3 | 0.3 | 0.3 | 0.3 | 0.3 | 0.3 | 0.3 | 0.3 | 0.3 | 0.3 | 0.3 | 0.3 | 0.3 | 0.3 | 0.3 | 0.3 | 0.3 | 0.3 | 0.3 | 0.3 | 0.3 | 0.3 | 0.3 | 0.3 | 0.3 | 0.3 | 0.3 | 0.3 | 0.3 | 0.3 | 0.3 | 0.3 | 0.3 | 0.3 | 0.3 | 0.3 | 0.3 | 0.3 | 0.3 | 0.3 | 0.3 | 0.3 | 0.3 | 0.3 | 0.3 | 0.3
52cA | DMA ALC plus (with smart networks) | 2021-108 | Active leakage management | Distribution Options | N | Ofwat Core | SSWSSW | Ml/d | 2 | [6 empty] | 0 | 0 | 0 | 0 | 0 | 0 | 0 | 0 | 0 | 0 | 0.39 | 0.78 | 1.17 | 1.56 | 1.95 | 2.98 | 4 | 5.03 | 6.05 | 7.08 | 7.2 | 7.32 | 7.44 | 7.56 | 7.68 | 7.68 | 7.68 | 7.68 | 7.68 | 7.68 | 7.68 | 7.68 | 7.68 | 7.68 | 7.68 | 7.68 | 7.68 | 7.68 | 7.68 | 7.68 | 7.68 | 7.68 | 7.68 | 7.68 | 7.68 | 7.68 | 7.68 | 7.68 | 7.68 | 7.68 | 7.68 | 7.68 | 7.68 | 7.68 | 7.68 | 7.68 | 7.68 | 7.68 | 7.68 | 7.68 | 7.68 | 7.68 | 7.68 | 7.68 | 7.68 | 7.68 | 7.68 | 7.68 | 7.68 | 7.68 | 7.68 | 7.68 | 7.68 | 7.68 | 7.68
52cA | DMA MOT (without smart networks) | 2021-118 | Active leakage management | Distribution Options | N | Ofwat Core | SSWSSW | Ml/d | 2 | [6 empty] | 0 | 0 | 0 | 0 | 0.06 | 0.06 | 0.06 | 0.06 | 0.06 | 0.06 | 0.06 | 0.06 | 0.06 | 0.06 | 0.06 | 0.06 | 0.06 | 0.06 | 0.06 | 0.06 | 0.06 | 0.06 | 0.06 | 0.06 | 0.06 | 0.06 | 0.06 | 0.06 | 0.06 | 0.06 | 0.06 | 0.06 | 0.06 | 0.06 | 0.06 | 0.06 | 0.06 | 0.06 | 0.06 | 0.06 | 0.06 | 0.06 | 0.06 | 0.06 | 0.06 | 0.06 | 0.06 | 0.06 | 0.06 | 0.06 | 0.06 | 0.06 | 0.06 | 0.06 | 0.06 | 0.06 | 0.06 | 0.06 | 0.06 | 0.06 | 0.06 | 0.06 | 0.06 | 0.06 | 0.06 | 0.06 | 0.06 | 0.06 | 0.06 | 0.06 | 0.06 | 0.06 | 0.06 | 0.06 | 0.06
52cA | DMA ALC plus (without smart networks) | 2021-119 | Active leakage management | Distribution Options | N | Ofwat Core | SSWSSW | Ml/d | 2 | [6 empty] | 0.49 | 0.98 | 1.47 | 1.96 | 2.45 | 3.6 | 4.75 | 5.91 | 7.06 | 8.21 | 8.27 | 8.33 | 8.4 | 8.46 | 8.52 | 7.37 | 6.21 | 5.06 | 3.9 | 2.75 | 2.2 | 1.65 | 1.1 | 0.55 | 0 | 0 | 0 | 0 | 0 | 0 | 0 | 0 | 0 | 0 | 0 | 0 | 0 | 0 | 0 | 0 | 0 | 0 | 0 | 0 | 0 | 0 | 0 | 0 | 0 | 0 | 0 | 0 | 0 | 0 | 0 | 0 | 0 | 0 | 0 | 0 | 0 | 0 | 0 | 0 | 0 | 0 | 0 | 0 | 0 | 0 | 0 | 0 | 0 | 0 | 0
52dA | Water labelling no minimum standards | WL_02 | Other water efficiency | Customer Options | N | Ofwat Core | SSWSSW | Ml/d | 2 | [6 empty] | 0.45316 | 0.91122 | 1.3742 | 1.8423 | 2.315 | 3.2927 | 4.2797 | 5.276 | 6.2807 | 7.2945 | 8.5804 | 9.8777 | 11.1857 | 12.5049 | 13.8356 | 14.6688 | 15.5086 | 16.3559 | 17.2091 | 18.0693 | 18.5756 | 19.0853 | 19.5985 | 20.1152 | 20.4 | 20.4 | 20.4 | 20.4 | 20.4 | 20.4 | 20.4 | 20.4 | 20.4 | 20.4 | 20.4 | 20.4 | 20.4 | 20.4 | 20.4 | 20.4 | 20.4 | 20.4 | 20.4 | 20.4 | 20.4 | 20.4 | 20.4 | 20.4 | 20.4 | 20.4 | 20.4 | 20.4 | 20.4 | 20.4 | 20.4 | 20.4 | 20.4 | 20.4 | 20.4 | 20.4 | 20.4 | 20.4 | 20.4 | 20.4 | 20.4 | 20.4 | 20.4 | 20.4 | 20.4 | 20.4 | 20.4 | 20.4 | 20.4 | 20.4 | 20.4
52dA | Household water efficiency programme (partnering approach, home visit) | 2021-012 | Household water audit | Customer Options | N | Ofwat Core | SSWSSW | Ml/d | 2 | [6 empty] | 0.15 | 0.3 | 0.45 | 0.6 | 0.75 | 0.9 | 0.05 | 0.2 | 0.35 | 1.5 | 1.38 | 1.26 | 1.14 | 1.02 | 0.9 | 0.72 | 0.54 | 0.36 | 0.18 | 0 | 0 | 0 | 0 | 0 | 0 | 0 | 0 | 0 | 0 | 0 | 0 | 0 | 0 | 0 | 0 | 0 | 0 | 0 | 0 | 0 | 0 | 0 | 0 | 0 | 0 | 0 | 0 | 0 | 0 | 0 | 0 | 0 | 0 | 0 | 0 | 0 | 0 | 0 | 0 | 0 | 0 | 0 | 0 | 0 | 0 | 0 | 0 | 0 | 0 | 0 | 0 | 0 | 0 | 0 | 0
52dA | Housing associations - targeted programme | 2021-036 | Household water audit | Customer Options | N | Ofwat Core | SSWSSW | Ml/d | 2 | [6 empty] | 0.142 | 0.284 | 0.426 | 0.568 | 0.71 | 0.624 | 0.538 | 0.452 | 0.366 | 0.28 | 0.224 | 0.168 | 0.112 | 0.056 | 0 | 0 | 0 | 0 | 0 | 0 | 0 | 0 | 0 | 0 | 0 | 0 | 0 | 0 | 0 | 0 | 0 | 0 | 0 | 0 | 0 | 0 | 0 | 0 | 0 | 0 | 0 | 0 | 0 | 0 | 0 | 0 | 0 | 0 | 0 | 0 | 0 | 0 | 0 | 0 | 0 | 0 | 0 | 0 | 0 | 0 | 0 | 0 | 0 | 0 | 0 | 0 | 0 | 0 | 0 | 0 | 0 | 0 | 0 | 0 | 0
52dA | Innovative tariffs | 2021-048 | Tariff | Customer Options | N | Ofwat Core | SSWSSW | Ml/d | 2 | [6 empty] | 0 | 0 | 0 | 0 | 0 | 0 | 0 | 0 | 0 | 0 | 0.264 | 0.528 | 0.792 | 1.056 | 1.32 | 1.32 | 1.32 | 1.32 | 1.32 | 1.32 | 1.32 | 1.32 | 1.32 | 1.32 | 1.32 | 1.32 | 1.32 | 1.32 | 1.32 | 1.32 | 1.32 | 1.32 | 1.32 | 1.32 | 1.32 | 1.32 | 1.32 | 1.32 | 1.32 | 1.32 | 1.32 | 1.32 | 1.32 | 1.32 | 1.32 | 1.32 | 1.32 | 1.32 | 1.32 | 1.32 | 1.32 | 1.32 | 1.32 | 1.32 | 1.32 | 1.32 | 1.32 | 1.32 | 1.32 | 1.32 | 1.32 | 1.32 | 1.32 | 1.32 | 1.32 | 1.32 | 1.32 | 1.32 | 1.32 | 1.32 | 1.32 | 1.32 | 1.32 | 1.32 | 1.32

## 5a-5c. Cost Profiles
Cost Profile WRMP24 Table
| Water Company | South Staffordshire Water | Version |  |  | Back to title page
Table 5a: WC Level - Option Level Cost Profile Table
| Table Instruction | Option ID | Option Name | Cost Metric (£m) | Cost Sub-metric (£m) | Asset Life: Estimated average number of years an asset is considered useable before its value is fully depreciated. | Total/Fixed/Variable | 2019-20 | 2020-21 | 2021-22 | 2022-23 | 2023-24 | 2024-25 | 2025-26 | 2026-27 | 2027-28 | 2028-29 | 2029-30 | 2030-31 | 2031-32 | 2032-33 | 2033-34 | 2034-35 | 2035-36 | 2036-37 | 2037-38 | 2038-39 | 2039-40 | 2040-41 | 2041-42 | 2042-43 | 2043-44 | 2044-45 | 2045-46 | 2046-47 | 2047-48 | 2048-49 | 2049-50 | 2050-51 | 2051-52 | 2052-53 | 2053-54 | 2054-55 | 2055-56 | 2056-57 | 2057-58 | 2058-59 | 2059-60 | 2060-61 | 2061-62 | 2062-63 | 2063-64 | 2064-65 | 2065-66 | 2066-67 | 2067-68 | 2068-69 | 2069-70 | 2070-71 | 2071-72 | 2072-73 | 2073-74 | 2074-75 | 2075-76 | 2076-77 | 2077-78 | 2078-79 | 2079-80 | 2080-81 | 2081-82 | 2082-83 | 2083-84 | 2084-85 | 2085-86 | 2086-87 | 2087-88 | 2088-89 | 2089-90 | 2090-91 | 2091-92 | 2092-93 | 2093-94 | 2094-95 | 2095-96 | 2096-97 | 2097-98 | 2098-99 | 2099-100 | 2100-01 | 2101-02 | 2102-03 | 2103-04 | 2104-05
| Complete for all options (Feasible and preferred) |  |  | Capex |  |  | Total
|  |  |  | Opex |  |  | Total
|  |  |  | Financing Cost |  |  | Total
|  |  |  | Discount Rate |  |  | Total
|  |  |  | Discount Factor |  |  | Total
|  |  |  | Capex | Costed Risk |  | Fixed
|  |  |  | Capex | Optimism Bias |  | Fixed
|  |  |  | Net Present Cost (NPC) |  |  | Total
|  |  |  | Total NPC |  |  | Total | bar: 2019-20 to 2023-24
Table 5b: WC Level - Option Level Unit Cost Profile Table
| Table Instruction | Option ID | Option Name | Cost Metric (£m) | Cost Sub-metric (£m) | Asset Life: Estimated average number of years an asset is considered useable before its value is fully depreciated. |  | 2019-20 | 2020-21 | 2021-22 | 2022-23 | 2023-24 | 2024-25 | 2025-26 | 2026-27 | 2027-28 | 2028-29 | 2029-30 | 2030-31 | 2031-32 | 2032-33 | 2033-34 | 2034-35 | 2035-36 | 2036-37 | 2037-38 | 2038-39 | 2039-40 | 2040-41 | 2041-42 | 2042-43 | 2043-44 | 2044-45 | 2045-46 | 2046-47 | 2047-48 | 2048-49 | 2049-50 | 2050-51 | 2051-52 | 2052-53 | 2053-54 | 2054-55 | 2055-56 | 2056-57 | 2057-58 | 2058-59 | 2059-60 | 2060-61 | 2061-62 | 2062-63 | 2063-64 | 2064-65 | 2065-66 | 2066-67 | 2067-68 | 2068-69 | 2069-70 | 2070-71 | 2071-72 | 2072-73 | 2073-74 | 2074-75 | 2075-76 | 2076-77 | 2077-78 | 2078-79 | 2079-80 | 2080-81 | 2081-82 | 2082-83 | 2083-84 | 2084-85 | 2085-86 | 2086-87 | 2087-88 | 2088-89 | 2089-90 | 2090-91 | 2091-92 | 2092-93 | 2093-94 | 2094-95 | 2095-96 | 2096-97 | 2097-98 | 2098-99 | 2099-100 | 2100-01 | 2101-02 | 2102-03 | 2103-04 | 2104-05
| Complete for all options >£100m (Feasible and preferred) |  |  | Opex | Cost |  | Fixed
|  |  |  | Opex | Cost |  | Variable
|  |  |  | Capex | Land (Non depreciating) |  | Fixed
|  |  |  | Capex | Planning and Development (Non depreciating) |  | Fixed
|  |  |  | Capex | Other Non-Depreciating Assets (Non depreciating) |  | Fixed
|  |  |  | Capex | Process-Related Carbon Media Including GAC |  | Fixed
|  |  |  | Capex | Vehicles |  | Fixed
|  |  |  | Capex | Computers and Data Logging |  | Fixed
|  |  |  | Capex | Fencing |  | Fixed
|  |  |  | Capex | Domestic Meters |  | Fixed
|  |  |  | Capex | Building Services |  | Fixed
|  |  |  | Capex | Membranes |  | Fixed
|  |  |  | Capex | ICA (Instrumentation, Control & Automation) |  | Fixed
|  |  |  | Capex | Plant and Machinery |  | Fixed
|  |  |  | Capex | M&E (Mechanical and Electrical) Works on Pumping Stations and Treatment Works |  | Fixed
|  |  |  | Capex | Raw Water and District Meters |  | Fixed
|  |  |  | Capex | Power Supply |  | Fixed
|  |  |  | Capex | Steel/Timber/GRP Structures |  | Fixed
|  |  |  | Capex | Landscaping/Environmental Works |  | Fixed
|  |  |  | Capex | Borehole Screening and Casing |  | Fixed
|  |  |  | Capex | Bridges |  | Fixed
|  |  |  | Capex | Brick/Concrete Office Structures |  | Fixed
|  |  |  | Capex | Treatment and Pumping Station Civils (incl. Intakes) |  | Fixed
|  |  |  | Capex | Roads and Car Parks |  | Fixed
|  |  |  | Capex | Water Towers |  | Fixed
|  |  |  | Capex | Borehole Installation |  | Fixed
|  |  |  | Capex | Headworks/Valves |  | Fixed
|  |  |  | Capex | Underwater Assets |  | Fixed
|  |  |  | Capex | Reinforced Concrete Tanks / Service Reservoirs |  | Fixed
|  |  |  | Capex | Weirs |  | Fixed
|  |  |  | Capex | Pipelines |  | Fixed
|  |  |  | Capex | Tunnels |  | Fixed
|  |  |  | Capex | Aqueducts |  | Fixed
|  |  |  | Capex | Embankment Works |  | Fixed
Freeform row 1
Freeform row 2
Freeform row x
| Water Company | South Staffordshire Water | Version
Table 5c: Financing Cost - Worked Example
Inputs
| [A] | Discount Rate | 3.5%
| [B] | WACC | 2.92%
| [C] | Asset Life | 5
| [D] | Year 1 capex | 1000
| [E] | Depreciation Factor | 0.2
|  |  |  | 1 | 2 | 3 | 4 | 2019-20: 5
|  |  |  | Year 1 | Year 2 | Year 3 | Year 4 | 2019-20: Year 5; 2021-22: Calculation
| [F] | Discount Factor |  | 0.96618 | 0.93351 | 0.90194 | 0.87144 | 2019-20: 0.84197; 2021-22: 1 / [(1 + [A]) ^ t ]
Worked Example | bar: 2019-20
|  |  | Unit | Year 1 | Year 2 | Year 3 | Year 4 | 2019-20: Year 5
| [G] | RCV at start of year | £000s | 1000 | 800 | 600 | 400 | 2019-20: 200; 2021-22: =[I]t-1 for t > 1
| [H] | Depreciation | £000s | 200 | 200 | 200 | 200 | 2019-20: 200; 2021-22: [G] x [E]
| [I] | RCV at end of year | £000s | 800 | 600 | 400 | 200 | 2019-20: 0; 2021-22: [G]-[H]
| [J] | Mid-year RCV | £000s | 900 | 700 | 500 | 300 | 2019-20: 100; 2021-22: AVERAGE [G],[I]
| [K] | Financing Cost | £000s | 226.28 | 220.44 | 214.6 | 208.76 | 2019-20: 202.92; 2021-22: ( [J] x [B]) + [H]
| [L] | Discounted Financing Cost | £000s | 218.628 | 205.7831 | 193.5569 | 181.9223 | 2019-20: 170.8532; 2021-22: [K] x [F]
| [M] | NPV Financing Cost | £000s | 970.7435 |  |  |  | 2021-22: ∑ [L]
To calculate financing costs as a stream of annual costs over the life of the option, follow an approach based on the Regulated Capital Value and Net Book Value (NBV) of capital assets. In this approach, the full NBV of an asset is added to the RCV at the start of the first year of the period, and is reduced incrementally by a constant amount in each subsequent year to zero as its value depreciates, giving an annual "net capital value". If the asset is renewed at the end of its useful life, the full NBV is incurred again and the depreciation cycle renews. Annual financing costs are calculated by applying the WACC to the annual net capital value amount (the RCV adjusted for depreciation), and adding back depreciation. These annual financing costs are then discounted using the standard declining long-term discount rate (STPR) reported in the HM Treasury Green Book. The worked example shows the calculation for an asset with an NBV of £1,000 and an asset life of five years, depreciating at a constant rate of £200,000 per year. In Year 1, the average net capital value is £900,000 after adjusting for depreciation. The financing cost is calculated by applying the WACC (2.92% in this example) to the £900,000 and then adding back depreciation, resulting in a total of £226,000. That financing cost is then discounted using the discount rate (in this case, 3.5% for all five years - the rate will change for longer time horizons as per Green Book guidance), and the sum of the stream of discounted costs results in a total NPV of financing costs of £971,000. Note that the NPV will be lower when the discount rate is greater than the WACC.

## 6. Drought Plan Links
SSWSSW
Water Company | South Staffordshire Water | Version
WRZ | SSWSSW | 5
Table 6: WRZ Level - Drought Plan Links | Back to top of sheet | [6 empty] | Deployable Output Benefit (Ml/d) under Drought Severity of ~ 1 in 500 (0.2% chance in any given year) | [6 empty] | Deployable Output Benefit (Ml/d) under Drought Severity of 1 in 200 (0.5% chance in any given year) | [6 empty] | Deployable Output Benefit (Ml/d) under Worst Historic Drought Scenario (define year and return period) | [6 empty] | Deployable Output Benefit (Ml/d) under Additional drought scenario - optional [please define]
Row Ref | Drought Measure | Description | Type | Drought Plan Reference(s) | Included in FP scenario? Y or N | Unit | Decimal places | Base year | 2024-25 | 2029-30 | 2034-35 | 2039-40 | 2044-45 | 2049-50 | Base Year | 2024-25 | 2029-30 | 2034-35 | 2039-40 | 2044-45 | 2049-50 | Base Year | 2024-25 | 2029-30 | 2034-35 | 2039-40 | 2044-45 | 2049-50 | Baseline | 2024-25 | 2029-30 | 2034-35 | 2039-40 | 2044-45 | 2049-50
1FPD | Appeals for restraint | 3% savings when an appeal for restraint is implemented | Demand Side | Table 3 | Y | Ml/d | 2 | 9 | 9 | 9 | 9 | 9 | 9 | 9 | 9 | 9 | 9 | 9 | 9 | 9 | 9 | 9 | 9 | 9 | 9 | 9 | 9 | 9 | 9 | 9 | 9 | 9 | 9 | 9 | 9
2FPD | Licensed drought only sources | No sources | Supply Side | N/A | N | Ml/d | 2 | 0 | 0 | 0 | 0 | 0 | 0 | 0 | 0 | 0 | 0 | 0 | 0 | 0 | 0 | 0 | 0 | 0 | 0 | 0 | 0 | 0 | 0 | 0 | 0 | 0 | 0 | 0 | 0
3FPD | Other level 1 drought measures | Review outage programme & ensure all sources fully operational. Conserve Blithfield Reservoir. Operation of River Bluthe Pumpback Scheme | Supply Side | Table 5 | Y | Ml/d | 2 | 0 | 0 | 0 | 0 | 0 | 0 | 0 | 0 | 0 | 0 | 0 | 0 | 0 | 0 | 0 | 0 | 0 | 0 | 0 | 0 | 0 | 0 | 0 | 0 | 0 | 0 | 0 | 0
4FPD | Temporary Use Bans | 8% demand savings when a Temporary Use Ban is implemented | Demand Side | Table 3 | Y | Ml/d | 2 | 24 | 24 | 24 | 24 | 24 | 24 | 24 | 24 | 24 | 24 | 24 | 24 | 24 | 24 | 24 | 24 | 24 | 24 | 24 | 24 | 24 | 24 | 24 | 24 | 24 | 24 | 24 | 24
5FPD | Level 2 Drought Permits/Orders | N/A | Supply Side | N/A | N | Ml/d | 2 | 0 | 0 | 0 | 0 | 0 | 0 | 0 | 0 | 0 | 0 | 0 | 0 | 0 | 0 | 0 | 0 | 0 | 0 | 0 | 0 | 0 | 0 | 0 | 0 | 0 | 0 | 0 | 0
6FPD | Other level 2 drought measures | Bulk supply imports | Supply Side | Table 5 | N | Ml/d | 2 | 5 | 5 | 5 | 5 | 5 | 5 | 5 | 5 | 5 | 5 | 5 | 5 | 5 | 5 | 5 | 5 | 5 | 5 | 5 | 5 | 5 | 5 | 5 | 5 | 5 | 5 | 5 | 5
7FPD | Non Essential Use Bans | 5% demand savings when a Non-Essential Use Ban is implemented | Demand Side | Table 3 | Y | Ml/d | 2 | 15 | 15 | 15 | 15 | 15 | 15 | 15 | 15 | 15 | 15 | 15 | 15 | 15 | 15 | 15 | 15 | 15 | 15 | 15 | 15 | 15 | 15 | 15 | 15 | 15 | 15 | 15 | 15
8FPD | Level 3 Drought Permits/Orders | River Blithe Drought Permit. River Severn Drought Order | Supply Side | Table 5 | Y | Ml/d | 2 | 32 | 32 | 32 | 32 | 32 | 32 | 32 | 32 | 32 | 32 | 32 | 32 | 32 | 32 | 32 | 32 | 32 | 32 | 32 | 32 | 32 | 32 | 32 | 32 | 32 | 32 | 32 | 32
9FPD | Other level 3 drought measures | No other measures |  | N/A | N |  | 2
10FPD | TOTAL BENEFIT | Combined benefit from above drought measures for the drought scenario |  |  |  | Ml/d | 2 | 85 | 85 | 85 | 85 | 85 | 85 | 85 | 85 | 85 | 85 | 85 | 85 | 85 | 85 | 85 | 85 | 85 | 85 | 85 | 85 | 85 | 85 | 85 | 85 | 85 | 85 | 85 | 85
Row Ref | Component | Derivation |  |  |  | Unit | Decimal places | Base Year | 2024-25 | 2029-30 | 2034-35 | 2039-40 | 2044-45 | 2049-50 | Base Year | 2024-25 | 2029-30 | 2034-35 | 2039-40 | 2044-45 | 2049-50 | Base Year | 2024-25 | 2029-30 | 2034-35 | 2039-40 | 2044-45 | 2049-50 | Base Year | 2024-25 | 2029-30 | 2034-35 | 2039-40 | 2044-45 | 2049-50
11.1FPD | Distribution Input Adjustment | Drought Demand Enhancement - for specific drought event (where applicable) |  |  |  | Ml/d | 2 |  | 0 | 0 | 0 | 0 | 0 | 0 |  | 0 | 0 | 0 | 0 | 0 | 0 |  | 0 | 0 | 0 | 0 | 0 | 0 |  | 0 | 0 | 0 | 0 | 0 | 0
11FPD | Distribution Input | 45FP + 11.1FPD |  |  |  | Ml/d | 2 |  | 310.4133 | 292.1552 | 274.3667 | 263.4345 | 260.7429 | 257.2713 |  | 0 | 0 | 0 | 0 | 0 | 0 |  | 0 | 0 | 0 | 0 | 0 | 0 |  | 0 | 0 | 0 | 0 | 0 | 0
12FPD | Water Available For Use (own sources) | 10FP - 7.5FP + 10FPD |  |  |  | Ml/d | 2 |  | 399.92 | 376.41 | 357.51 | 345.95 | 345.22 | 344.67 |  | 0 | 0 | 0 | 0 | 0 | 0 |  | 0 | 0 | 0 | 0 | 0 | 0 |  | 0 | 0 | 0 | 0 | 0 | 0
13.1FPD | Import (+ve) and Export (-ve) Drought Adjustment | Drought Import/Export Adjustment for specific drought event (where applicable) |  |  |  | Ml/d | 2 |  | 0 | 0 | 0 | 0 | 0 | 0 |  | 0 | 0 | 0 | 0 | 0 | 0 |  | 0 | 0 | 0 | 0 | 0 | 0 |  | 0 | 0 | 0 | 0 | 0 | 0
13FPD | Total Water Available For Use | 12FPD + sum(2FP:5FP) + 13.1FPD |  |  |  | Ml/d | 2 |  | 358.32 | 334.35 | 315.45 | 303.89 | 303.16 | 302.61 |  | 0 | 0 | 0 | 0 | 0 | 0 |  | 0 | 0 | 0 | 0 | 0 | 0 |  | 0 | 0 | 0 | 0 | 0 | 0
16FPD | Target Headroom | 48FP |  |  |  | Ml/d | 2 |  | 9.83 | 11.05 | 12.66 | 14.02 | 13.48 | 14.4 |  | 0 | 0 | 0 | 0 | 0 | 0 |  | 0 | 0 | 0 | 0 | 0 | 0 |  | 0 | 0 | 0 | 0 | 0 | 0
16.1FPD | Target Headroom Adjustment | Target headroom adjustment for specific drought event (where applicable) |  |  |  | Ml/d | 2 | [8 empty] | 0 | 0 | 0 | 0 | 0 | 0 |  | 0 | 0 | 0 | 0 | 0 | 0 |  | 0 | 0 | 0 | 0 | 0 | 0
17FPD | Available Headroom | 13FPD - 11FPD |  |  |  | Ml/d | 2 |  | 47.9067 | 42.1948 | 41.0833 | 40.4555 | 42.4171 | 45.3387 |  | 0 | 0 | 0 | 0 | 0 | 0 |  | 0 | 0 | 0 | 0 | 0 | 0 |  | 0 | 0 | 0 | 0 | 0 | 0
18FPD | Supply Demand Balance | 17FPD - (16FPD + 16.1FPD) |  |  |  | Ml/d | 2 |  | 38.0767 | 31.1448 | 28.4233 | 26.4355 | 28.9371 | 30.9387 |  | 0 | 0 | 0 | 0 | 0 | 0 |  | 0 | 0 | 0 | 0 | 0 | 0 |  | 0 | 0 | 0 | 0 | 0 | 0

## 7. Adaptive Programmes
Water Company | South Staffordshire Water | Programme: | Least Cost | WRZ(s) impacted | SSWSSW | Planning Scenario | DYAA - 1 in 500 |  | Back to title page
Description of key triggers for alternative programme activation | Least Cost Plan
Monitoring and triggering of alternative programme | No change - same as preferred plan | [10 empty] | Insert figure to represent your adaptive programmes here if applicable
Option differences to preferred (most likely) programme | No change - same as preferred plan
NPV cost associated with programme (£000) | 113.84 | Likelihood |  | Earliest expected trigger year |  | Version | 5
Table 7a: WC level - Alternative Programme Least Cost Baseline SDB | [10 empty] | 5 Year totals
WRMP24 Reference | BL SDB Component | Unit |  | Decimal places | 2024/25 | 2025/26 | 2026/27 | 2027/28 | 2028/29 | 2029/30 | 2034/35 | 2039/40 | 2044/45 | 2049/50 | 2054/55 | 2059/60 | 2064/65 | 2069/70 | 2074/75 | 2079/80 | 2084/85 | 2089/90 | 2094/95 | 2099/100
AP1BL | Distribution Input | Ml/d |  | 2 | 301.9633 | 308.9851 | 309.6413 | 310.3114 | 311.0134 | 311.7202 | 1568.23 | 1584.87 | 1602.27 | 1617.45 | 1635.95 | 1657.67 | 1679.81 | 1707.32 | 1752.21 | 1748.45 | 1772.07 | 1796.05 | 1820.4 | 1845.12
AP2BL | Total Water Available For Use | Ml/d |  | 2 | 273.32 | 268.57 | 268.46 | 268.35 | 268.24 | 249.35 | 1190.05 | 1118.57 | 1092.26 | 1089.15 | 1085.8 | 1082.75 | 1079.46 | 1076.38 | 1073.11 | 1070.46 | 1066.35 | 1063.06 | 1059.41 | 1055.76
AP3BL | Target Headroom | Ml/d |  | 2 | 9.8273 | 10.0415 | 10.4386 | 10.9333 | 10.7445 | 11.0519 | 60.24 | 66.05 | 67.94 | 70.8 | 72.82 | 73.12 | 75.33 | 79.15 | 81.63 | 82.97 | 83.01 | 86.77 | 91.13 | 96
AP5BL | Supply Demand Balance | Ml/d |  | 2 | -38.4706 | -50.4566 | -51.62 | -52.8947 | -53.5179 | -73.4221 | -438.42 | -532.35 | -577.95 | -599.1 | -622.97 | -648.04 | -675.68 | -705.09 | -733.73 | -760.97 | -788.73 | -819.76 | -852.12 | -885.36
Table 7b: WC level - Alternative Programme Least Cost Final Plan SDB |  |  |  |  | 5 Year totals 2034/35: 5 Year totals
WRMP24 Reference | FP SDB Component | Unit |  | Decimal places | 2024/25 | 2025/26 | 2026/27 | 2027/28 | 2028/29 | 2029/30 | 2034/35 | 2039/40 | 2044/45 | 2049/50 | 2054/55 | 2059/60 | 2064/65 | 2069/70 | 2074/75 | 2079/80 | 2084/85 | 2089/90 | 2094/95 | 2099/100
AP1FP | Distribution Input | Ml/d |  | 2 | 301.816 | 304.8691 | 301.4093 | 297.9634 | 294.5494 | 291.1402 | 1398.73 | 1317.66 | 1281.34 | 1264.93 | 1270.45 | 1292.17 | 1314.41 | 1336.82 | 1359.71 | 1382.95 | 1406.57 | 1430.55 | 1454.9 | 1479.62
AP2FP | Total Water Available For Use | Ml/d |  | 2 | 353.32 | 348.57 | 348.46 | 348.35 | 348.24 | 329.35 | 1590.05 | 1518.57 | 1492.26 | 1489.15 | 1485.8 | 1482.75 | 1479.46 | 1476.38 | 1473.11 | 1470.46 | 1466.35 | 1463.06 | 1459.41 | 1455.76
AP3FP | Target Headroom | Ml/d |  | 2 | 9.8273 | 10.0415 | 10.4386 | 10.9333 | 10.7445 | 11.0519 | 60.24 | 66.05 | 67.94 | 70.8 | 72.82 | 73.12 | 75.33 | 79.15 | 81.63 | 82.97 | 83.01 | 86.77 | 91.13 | 96
AP4FP | Supply Demand Balance | Ml/d |  | 2 | 41.6767 | 33.6594 | 36.612 | 39.4533 | 42.9461 | 27.1579 | 131.08 | 134.86 | 142.98 | 153.42 | 142.53 | 117.46 | 89.82 | 60.41 | 31.77 | 4.53 | -23.23 | -54.26 | -86.62 | -119.86
Table 7c: WC level - Alternative Programme Least Cost Totex |  |  |  |  | 5 Year totals 2034/35: 5 Year totals
WRMP24 Reference | Expenditure element | Expenditure type | Unit | Decimal places | 2024/25 | 2025/26 | 2026/27 | 2027/28 | 2028/29 | 2029/30 | 2034/35 | 2039/40 | 2044/45 | 2049/50 | 2054/55 | 2059/60 | 2064/65 | 2069/70 | 2074/75 | 2079/80 | 2084/85 | 2089/90 | 2094/95 | 2099/100
AP6FP | Totex increases (base) | Totex | £M | 3 | 0 | 0.278 | 0.278 | 0.278 | 0.278 | 0.278 | 0 | 0 | 0 | 2.94 | 0 | 0 | 0 | 0 | 0 | 0 | 0 | 0 | 0 | 0
AP7FP | Totex savings (base) | Totex | £M | 3 | 0 | 0 | 0 | 0 | 0 | 0 | 0 | 0 | 0 | 0 | 0 | 0 | 0 | 0 | 0 | 0 | 0 | 0 | 0 | 0
AP8FP | Totex total (base) | Totex | £M | 3 | 0 | 0 | 0 | 0 | 0 | 0 | 0 | 0 | 0 | 0 | 0 | 0 | 0 | 0 | 0 | 0 | 0 | 0 | 0 | 0
Table 7d: WC level - Alternative Programme Least Cost Enhancement Expenditure |  |  |  |  | 5 Year totals 2034/35: 5 Year totals
WRMP24 Reference | Expenditure element | Expenditure type | Unit | Decimal places | 2024/25 | 2025/26 | 2026/27 | 2027/28 | 2028/29 | 2029/30 | 2034/35 | 2039/40 | 2044/45 | 2049/50 | 2054/55 | 2059/60 | 2064/65 | 2069/70 | 2074/75 | 2079/80 | 2084/85 | 2089/90 | 2094/95 | 2099/100
AP9FP | Total enhancement expenditure | Capex | £M | 3 | 0 | 6.728 | 6.728 | 6.728 | 6.728 | 6.728 | 29.422 | 0.25 | 0.25 | 20.35 | 0 | 0 | 0 | 0 | 0 | 0 | 0 | 0 | 0 | 0
AP10FP | Total enhancement expenditure | Opex | £M | 3 | 0 | 1.458 | 1.458 | 1.458 | 1.458 | 1.458 | 9.04 | 3.94 | 4.23 | 1.1 | 0 | 0 | 0 | 0 | 0 | 0 | 0 | 0 | 0 | 0
AP11FP | Total enhancement expenditure | Totex | £M | 3 | 0 | 8.186 | 8.186 | 8.186 | 8.186 | 8.186 | 38.462 | 4.19 | 4.48 | 21.45 | 0 | 0 | 0 | 0 | 0 | 0 | 0 | 0 | 0 | 0
Water Company | South Staffordshire Water | Programme: | Ofwat Core | WRZ(s) impacted | 2024/25: SSWSSW; 2025/26: Planning Scenario; 2026/27: DYAA - 1 in 500
Description of key triggers for alternative programme activation | Ofwat Core plan
Monitoring and triggering of alternative programme | No change - same as preferred plan
Option differences to preferred (most likely) programme | No change - same as preferred plan
NPV cost associated with programme (£000) | 113.84 | Likelihood |  | Earliest expected trigger year | 2025/26: Version; 2026/27: 5
Table 7a: WC level - Alternative Programme Ofwat Core Baseline SDB |  |  |  |  | 5 Year totals 2034/35: 5 Year totals
WRMP24 Reference | BL SDB Component | Unit |  | Decimal places | 2024/25 | 2025/26 | 2026/27 | 2027/28 | 2028/29 | 2029/30 | 2034/35 | 2039/40 | 2044/45 | 2049/50 | 2054/55 | 2059/60 | 2064/65 | 2069/70 | 2074/75 | 2079/80 | 2084/85 | 2089/90 | 2094/95 | 2099/100
AP1BL | Distribution Input | Ml/d |  | 2 | 301.9633 | 308.9851 | 309.6413 | 310.3114 | 311.0134 | 311.7202 | 1568.23 | 1584.87 | 1602.27 | 1617.45 | 1635.95 | 1657.67 | 1679.81 | 1707.32 | 1752.21 | 1748.45 | 1772.07 | 1796.05 | 1820.4 | 1845.12
AP2BL | Total Water Available For Use | Ml/d |  | 2 | 273.32 | 268.57 | 268.46 | 268.35 | 268.24 | 249.35 | 1190.05 | 1118.57 | 1092.26 | 1089.15 | 1085.8 | 1082.75 | 1079.46 | 1076.38 | 1073.11 | 1070.46 | 1066.35 | 1063.06 | 1059.41 | 1055.76
AP3BL | Target Headroom | Ml/d |  | 2 | 9.8273 | 10.0415 | 10.4386 | 10.9333 | 10.7445 | 11.0519 | 60.24 | 66.05 | 67.94 | 70.8 | 72.82 | 73.12 | 75.33 | 79.15 | 81.63 | 82.97 | 83.01 | 86.77 | 91.13 | 96
AP5BL | Supply Demand Balance | Ml/d |  | 2 | -38.4706 | -50.4566 | -51.62 | -52.8947 | -53.5179 | -73.4221 | -438.42 | -532.35 | -577.95 | -599.1 | -622.97 | -648.04 | -675.68 | -705.09 | -733.73 | -760.97 | -788.73 | -819.76 | -852.12 | -885.36
Table 7b: WC level - Alternative Programme Ofwat Core Final Plan SDB |  |  |  |  | 5 Year totals 2034/35: 5 Year totals
WRMP24 Reference | FP SDB Component | Unit |  | Decimal places | 2024/25 | 2025/26 | 2026/27 | 2027/28 | 2028/29 | 2029/30 | 2034/35 | 2039/40 | 2044/45 | 2049/50 | 2054/55 | 2059/60 | 2064/65 | 2069/70 | 2074/75 | 2079/80 | 2084/85 | 2089/90 | 2094/95 | 2099/100
AP1FP | Distribution Input | Ml/d |  | 2 | 301.816 | 304.8691 | 301.4093 | 297.9634 | 294.5494 | 291.1402 | 1398.73 | 1317.66 | 1281.34 | 1264.93 | 1270.45 | 1292.17 | 1314.41 | 1336.82 | 1359.71 | 1382.95 | 1406.57 | 1430.55 | 1454.9 | 1479.62
AP2FP | Total Water Available For Use | Ml/d |  | 2 | 353.32 | 348.57 | 348.46 | 348.35 | 348.24 | 329.35 | 1590.05 | 1518.57 | 1492.26 | 1489.15 | 1485.8 | 1482.75 | 1479.46 | 1476.38 | 1473.11 | 1470.46 | 1466.35 | 1463.06 | 1459.41 | 1455.76
AP3FP | Target Headroom | Ml/d |  | 2 | 9.8273 | 10.0415 | 10.4386 | 10.9333 | 10.7445 | 11.0519 | 60.24 | 66.05 | 67.94 | 70.8 | 72.82 | 73.12 | 75.33 | 79.15 | 81.63 | 82.97 | 83.01 | 86.77 | 91.13 | 96
AP4FP | Supply Demand Balance | Ml/d |  | 2 | 41.6767 | 33.6594 | 36.612 | 39.4533 | 42.9461 | 27.1579 | 131.08 | 134.86 | 142.98 | 153.42 | 142.53 | 117.46 | 89.82 | 60.41 | 31.77 | 4.53 | -23.23 | -54.26 | -86.62 | -119.86
Table 7c: WC level - Alternative Programme Ofwat Core Totex |  |  |  |  | 5 Year totals 2034/35: 5 Year totals
WRMP24 Reference | Expenditure element | Expenditure type | Unit | Decimal places | 2024/25 | 2025/26 | 2026/27 | 2027/28 | 2028/29 | 2029/30 | 2034/35 | 2039/40 | 2044/45 | 2049/50 | 2054/55 | 2059/60 | 2064/65 | 2069/70 | 2074/75 | 2079/80 | 2084/85 | 2089/90 | 2094/95 | 2099/100
AP6FP | Totex increases (base) | Totex | £M | 3 | 0 | 0.278 | 0.278 | 0.278 | 0.278 | 0.278 | 0 | 0 | 0 | 2.94 | 0 | 0 | 0 | 0 | 0 | 0 | 0 | 0 | 0 | 0
AP7FP | Totex savings (base) | Totex | £M | 3 | 0 | 0 | 0 | 0 | 0 | 0 | 0 | 0 | 0 | 0 | 0 | 0 | 0 | 0 | 0 | 0 | 0 | 0 | 0 | 0
AP8FP | Totex total (base) | Totex | £M | 3 | 0 | 0 | 0 | 0 | 0 | 0 | 0 | 0 | 0 | 0 | 0 | 0 | 0 | 0 | 0 | 0 | 0 | 0 | 0 | 0
Table 7d: WC level - Alternative Programme Ofwat Core Enhancement Expenditure |  |  |  |  | 5 Year totals 2034/35: 5 Year totals
WRMP24 Reference | Expenditure element | Expenditure type | Unit | Decimal places | 2024/25 | 2025/26 | 2026/27 | 2027/28 | 2028/29 | 2029/30 | 2034/35 | 2039/40 | 2044/45 | 2049/50 | 2054/55 | 2059/60 | 2064/65 | 2069/70 | 2074/75 | 2079/80 | 2084/85 | 2089/90 | 2094/95 | 2099/100
AP9FP | Total enhancement expenditure | Capex | £M | 3 | 0 | 6.728 | 6.728 | 6.728 | 6.728 | 6.728 | 29.892 | 0.72 | 0.72 | 20.82 | 0 | 0 | 0 | 0 | 0 | 0 | 0 | 0 | 0 | 0
AP10FP | Total enhancement expenditure | Opex | £M | 3 | 0 | 1.458 | 1.458 | 1.458 | 1.458 | 1.458 | 9.04 | 4.34 | 4.23 | 1.1 | 0 | 0 | 0 | 0 | 0 | 0 | 0 | 0 | 0 | 0
AP11FP | Total enhancement expenditure | Totex | £M | 3 | 0 | 8.186 | 8.186 | 8.186 | 8.186 | 8.186 | 38.932 | 5.06 | 4.95 | 21.92 | 0 | 0 | 0 | 0 | 0 | 0 | 0 | 0 | 0 | 0
Water Company | South Staffordshire Water | Programme: | [specify] | WRZ(s) impacted | 2024/25: List IDs; 2025/26: Planning Scenario; 2026/27: DYAA - 1 in 500
Description of key triggers for alternative programme activation | Detail which component(s) changed in your baseline alternative plan and specifically when would the alternative programme be triggered
Monitoring and triggering of alternative programme | Specify what you will monitor, at what frequency, to assess whether the alternative programme is required.
Option differences to preferred (most likely) programme | Additional options selected: State option IDs Preferred options removed: State Option IDs This should be aligned to options flagged in your alternative programme in tables 4 and 5.
NPV cost associated with programme (£000) |  | Likelihood |  | Earliest expected trigger year | 2025/26: Version
Table 7a: WC level - Alternative Programme [specify] Baseline SDB |  |  |  |  | 5 Year totals 2034/35: 5 Year totals
WRMP24 Reference | BL SDB Component | Unit |  | Decimal places | 2024/25 | 2025/26 | 2026/27 | 2027/28 | 2028/29 | 2029/30 | 2034/35 | 2039/40 | 2044/45 | 2049/50 | 2054/55 | 2059/60 | 2064/65 | 2069/70 | 2074/75 | 2079/80 | 2084/85 | 2089/90 | 2094/95 | 2099/100
AP1BL | Distribution Input | Ml/d |  | 2
AP2BL | Total Water Available For Use | Ml/d |  | 2
AP3BL | Target Headroom | Ml/d |  | 2
AP5BL | Supply Demand Balance | Ml/d |  | 2
Table 7b: WC level - Alternative Programme [specify] Final Plan SDB |  |  |  |  | 5 Year totals 2034/35: 5 Year totals
WRMP24 Reference | FP SDB Component | Unit |  | Decimal places | 2024/25 | 2025/26 | 2026/27 | 2027/28 | 2028/29 | 2029/30 | 2034/35 | 2039/40 | 2044/45 | 2049/50 | 2054/55 | 2059/60 | 2064/65 | 2069/70 | 2074/75 | 2079/80 | 2084/85 | 2089/90 | 2094/95 | 2099/100
AP1FP | Distribution Input | Ml/d |  | 2
AP2FP | Total Water Available For Use | Ml/d |  | 2
AP3FP | Target Headroom | Ml/d |  | 2
AP4FP | Supply Demand Balance | Ml/d |  | 2
Table 7c: WC level - Alternative Programme [specify] Totex |  |  |  |  | 5 Year totals 2034/35: 5 Year totals
WRMP24 Reference | Expenditure element | Expenditure type | Unit | Decimal places | 2024/25 | 2025/26 | 2026/27 | 2027/28 | 2028/29 | 2029/30 | 2034/35 | 2039/40 | 2044/45 | 2049/50 | 2054/55 | 2059/60 | 2064/65 | 2069/70 | 2074/75 | 2079/80 | 2084/85 | 2089/90 | 2094/95 | 2099/100
AP6FP | Totex increases (base) | Totex | £M | 3
AP7FP | Totex savings (base) | Totex | £M | 3
AP8FP | Totex total (base) | Totex | £M | 3
Table 7d: WC level - Alternative Programme [specify] Enhancement Expenditure |  |  |  |  | 5 Year totals 2034/35: 5 Year totals
WRMP24 Reference | Expenditure element | Expenditure type | Unit | Decimal places | 2024/25 | 2025/26 | 2026/27 | 2027/28 | 2028/29 | 2029/30 | 2034/35 | 2039/40 | 2044/45 | 2049/50 | 2054/55 | 2059/60 | 2064/65 | 2069/70 | 2074/75 | 2079/80 | 2084/85 | 2089/90 | 2094/95 | 2099/100
AP9FP | Total enhancement expenditure | Capex | £M | 3
AP10FP | Total enhancement expenditure | Opex | £M | 3
AP11FP | Total enhancement expenditure | Totex | £M | 3
Water Company | South Staffordshire Water | Programme: | [specify] | WRZ(s) impacted | 2024/25: List IDs; 2025/26: Planning Scenario; 2026/27: DYAA - 1 in 500
Description of key triggers for alternative programme activation | Detail which component(s) changed in your baseline alternative plan and specifically when would the alternative programme be triggered
Monitoring and triggering of alternative programme | Specify what you will monitor, at what frequency, to assess whether the alternative programme is required.
Option differences to preferred (most likely) programme | Additional options selected: State option IDs Preferred options removed: State Option IDs This should be aligned to options flagged in your alternative programme in tables 4 and 5.
NPV cost associated with programme (£000) |  | Likelihood |  | Earliest expected trigger year | 2025/26: Version
Table 7a: WC level - Alternative Programme [specify] Baseline SDB |  |  |  |  | 5 Year totals 2034/35: 5 Year totals
WRMP24 Reference | BL SDB Component | Unit |  | Decimal places | 2024/25 | 2025/26 | 2026/27 | 2027/28 | 2028/29 | 2029/30 | 2034/35 | 2039/40 | 2044/45 | 2049/50 | 2054/55 | 2059/60 | 2064/65 | 2069/70 | 2074/75 | 2079/80 | 2084/85 | 2089/90 | 2094/95 | 2099/100
AP1BL | Distribution Input | Ml/d |  | 2
AP2BL | Total Water Available For Use | Ml/d |  | 2
AP3BL | Target Headroom | Ml/d |  | 2
AP5BL | Supply Demand Balance | Ml/d |  | 2
Table 7b: WC level - Alternative Programme [specify] Final Plan SDB |  |  |  |  | 5 Year totals 2034/35: 5 Year totals
WRMP24 Reference | FP SDB Component | Unit |  | Decimal places | 2024/25 | 2025/26 | 2026/27 | 2027/28 | 2028/29 | 2029/30 | 2034/35 | 2039/40 | 2044/45 | 2049/50 | 2054/55 | 2059/60 | 2064/65 | 2069/70 | 2074/75 | 2079/80 | 2084/85 | 2089/90 | 2094/95 | 2099/100
AP1FP | Distribution Input | Ml/d |  | 2
AP2FP | Total Water Available For Use | Ml/d |  | 2
AP3FP | Target Headroom | Ml/d |  | 2
AP4FP | Supply Demand Balance | Ml/d |  | 2
Table 7c: WC level - Alternative Programme [specify] Totex |  |  |  |  | 5 Year totals 2034/35: 5 Year totals
WRMP24 Reference | Expenditure element | Expenditure type | Unit | Decimal places | 2024/25 | 2025/26 | 2026/27 | 2027/28 | 2028/29 | 2029/30 | 2034/35 | 2039/40 | 2044/45 | 2049/50 | 2054/55 | 2059/60 | 2064/65 | 2069/70 | 2074/75 | 2079/80 | 2084/85 | 2089/90 | 2094/95 | 2099/100
AP6FP | Totex increases (base) | Totex | £M | 3
AP7FP | Totex savings (base) | Totex | £M | 3
AP8FP | Totex total (base) | Totex | £M | 3
Table 7d: WC level - Alternative Programme [specify] Enhancement Expenditure |  |  |  |  | 5 Year totals 2034/35: 5 Year totals
WRMP24 Reference | Expenditure element | Expenditure type | Unit | Decimal places | 2024/25 | 2025/26 | 2026/27 | 2027/28 | 2028/29 | 2029/30 | 2034/35 | 2039/40 | 2044/45 | 2049/50 | 2054/55 | 2059/60 | 2064/65 | 2069/70 | 2074/75 | 2079/80 | 2084/85 | 2089/90 | 2094/95 | 2099/100
AP9FP | Total enhancement expenditure | Capex | £M | 3
AP10FP | Total enhancement expenditure | Opex | £M | 3
AP11FP | Total enhancement expenditure | Totex | £M | 3

## 8. Business Plan Links
Water Company | South Staffordshire Water | Version | 5 |  | Back to title page
Planning Scenario | Preferred (most likely) programme | NPV cost associated with plan (£M) | 113.84
Table 8a: Summary Base Totex expenditure for programme consistent with RAG reporting requirements |  |  |  |  | Annual totals | [10 empty] | Five year totals
Reference | Expenditure element | Expenditure type | Unit | Decimal places | 2019-20 | 2020-21 | 2021-22 | 2022-23 | 2023-24 | 2024-25 | 2025-26 | 2026-27 | 2027-28 | 2028-29 | 2029-30 | 2030-31 to 2034-35 | 2035-36 to 2039-40 | 2040-41 to 2044-45 | 2045-46 to 2049-50 | 2050-51 to 2054-55 | 2055-56 to 2059-60 | 2060-61 to 2064-65 | 2065-66 to 2069-70 | 2070-71 to 2074-75 | 2075-76 to 2079-80
A1 | Totex increases (base) | Totex | £M | 3 | Annual totals 2025-26: 0.278; Annual totals 2026-27: 0.278; Annual totals 2027-28: 0.278; Annual totals 2028-29: 0.278; Annual totals 2029-30: 0.278 | 0 | 0 | 0 | 2.94 | 0 | 0 | 0 | 0 | 0 | 0
A2 | Totex savings (base) | Totex | £M | 3 | Annual totals 2025-26: 0; Annual totals 2026-27: 0; Annual totals 2027-28: 0; Annual totals 2028-29: 0; Annual totals 2029-30: 0 | 0 | 0 | 0 | 0 | 0 | 0 | 0 | 0 | 0 | 0
A3 | Total totex variance (base) | Totex | £M | 3 | 0 | 0 | 0 | 0 | 0 | 0 | 0.278 | 0.278 | 0.278 | 0.278 | 0.278 | 0 | 0 | 0 | 2.94 | 0 | 0 | 0 | 0 | 0 | 0
Table 8b: Summary of supply-demand balance enhancement expenditure for programme consistent with RAG reporting requirements |  |  |  |  | Annual totals 2019-20: Annual totals | Five year totals
Reference | Expenditure element | Expenditure type | Unit | Decimal places | 2019-20 | 2020-21 | 2021-22 | 2022-23 | 2023-24 | 2024-25 | 2025-26 | 2026-27 | 2027-28 | 2028-29 | 2029-30 | 2030-31 to 2034-35 | 2035-36 to 2039-40 | 2040-41 to 2044-45 | 2045-46 to 2049-50 | 2050-51 to 2054-55 | 2055-56 to 2059-60 | 2060-61 to 2064-65 | 2065-66 to 2069-70 | 2070-71 to 2074-75 | 2075-76 to 2079-80
B1 | Supply-side improvements | Capex | £M | 3 | Annual totals 2025-26: 0; Annual totals 2026-27: 0; Annual totals 2027-28: 0; Annual totals 2028-29: 0; Annual totals 2029-30: 0 | 0 | 0 | 0 | 0 | 0 | 0 | 0 | 0 | 0 | 0
B2 | Supply-side improvements | Opex | £M | 3 | Annual totals 2025-26: 0; Annual totals 2026-27: 0; Annual totals 2027-28: 0; Annual totals 2028-29: 0; Annual totals 2029-30: 0 | 0 | 0 | 0 | 0 | 0 | 0 | 0 | 0 | 0 | 0
B3 | Supply-side improvements | Totex | £M | 3 | 0 | 0 | 0 | 0 | 0 | 0 | 0 | 0 | 0 | 0 | 0 | 0 | 0 | 0 | 0 | 0 | 0 | 0 | 0 | 0 | 0
B4 | Demand-side improvements (excl. leakage and metering) | Capex | £M | 3 | Annual totals 2025-26: 0.65; Annual totals 2026-27: 0.65; Annual totals 2027-28: 0.65; Annual totals 2028-29: 0.65; Annual totals 2029-30: 0.65 | 0 | 0 | 0 | 0 | 0 | 0 | 0 | 0 | 0 | 0
B5 | Demand-side improvements (excl. leakage and metering) | Opex | £M | 3 | Annual totals 2025-26: 0.92; Annual totals 2026-27: 0.92; Annual totals 2027-28: 0.92; Annual totals 2028-29: 0.92; Annual totals 2029-30: 0.92 | 4.6 | 1.07 | 0 | 0 | 0 | 0 | 0 | 0 | 0 | 0
B6 | Demand-side improvements (excl. leakage and metering) | Totex | £M | 3 | 0 | 0 | 0 | 0 | 0 | 0 | 1.57 | 1.57 | 1.57 | 1.57 | 1.57 | 4.6 | 1.07 | 0 | 0 | 0 | 0 | 0 | 0 | 0 | 0
B7 | Leakage improvements | Capex | £M | 3 | Annual totals 2025-26: 0.05; Annual totals 2026-27: 0.05; Annual totals 2027-28: 0.05; Annual totals 2028-29: 0.05; Annual totals 2029-30: 0.05 | 0 | 0.25 | 0.25 | 20.35 | 0 | 0 | 0 | 0 | 0 | 0
B8 | Leakage improvements | Opex | £M | 3 | Annual totals 2025-26: 0.538; Annual totals 2026-27: 0.538; Annual totals 2027-28: 0.538; Annual totals 2028-29: 0.538; Annual totals 2029-30: 0.538 | 4.44 | 2.87 | 4.23 | 1.1 | 0 | 0 | 0 | 0 | 0 | 0
B9 | Leakage improvements | Totex | £M | 3 | 0 | 0 | 0 | 0 | 0 | 0 | 0.588 | 0.588 | 0.588 | 0.588 | 0.588 | 4.44 | 3.12 | 4.48 | 21.45 | 0 | 0 | 0 | 0 | 0 | 0
B10 | Internal interconnectors | Capex | £M | 3 | Annual totals 2025-26: 0; Annual totals 2026-27: 0; Annual totals 2027-28: 0; Annual totals 2028-29: 0; Annual totals 2029-30: 0 | 0 | 0 | 0 | 0 | 0 | 0 | 0 | 0 | 0 | 0
B11 | Internal interconnectors | Opex | £M | 3 | Annual totals 2025-26: 0; Annual totals 2026-27: 0; Annual totals 2027-28: 0; Annual totals 2028-29: 0; Annual totals 2029-30: 0 | 0 | 0 | 0 | 0 | 0 | 0 | 0 | 0 | 0 | 0
B12 | Internal interconnectors | Totex | £M | 3 | 0 | 0 | 0 | 0 | 0 | 0 | 0 | 0 | 0 | 0 | 0 | 0 | 0 | 0 | 0 | 0 | 0 | 0 | 0 | 0 | 0
B13 | Strategic regional water resources | Capex | £M | 3 | Annual totals 2025-26: 0; Annual totals 2026-27: 0; Annual totals 2027-28: 0; Annual totals 2028-29: 0; Annual totals 2029-30: 0 | 0 | 0 | 0 | 0 | 0 | 0 | 0 | 0 | 0 | 0
B14 | Strategic regional water resources | Opex | £M | 3 | Annual totals 2025-26: 0; Annual totals 2026-27: 0; Annual totals 2027-28: 0; Annual totals 2028-29: 0; Annual totals 2029-30: 0 | 0 | 0 | 0 | 0 | 0 | 0 | 0 | 0 | 0 | 0
B15 | Strategic regional water resources | Totex | £M | 3 | 0 | 0 | 0 | 0 | 0 | 0 | 0 | 0 | 0 | 0 | 0 | 0 | 0 | 0 | 0 | 0 | 0 | 0 | 0 | 0 | 0
B16 | Total supply demand expenditure | Totex | £M | 3 | 0 | 0 | 0 | 0 | 0 | 0 | 2.158 | 2.158 | 2.158 | 2.158 | 2.158 | 9.04 | 4.19 | 4.48 | 21.45 | 0 | 0 | 0 | 0 | 0 | 0
Table 8c: Summary of metering enhancement expenditure for programme consistent with RAG reporting requirements |  |  |  |  | Annual totals 2019-20: Annual totals | Five year totals
Reference | Expenditure element | Expenditure type | Unit | Decimal places | 2019-20 | 2020-21 | 2021-22 | 2022-23 | 2023-24 | 2024-25 | 2025-26 | 2026-27 | 2027-28 | 2028-29 | 2029-30 | 2030-31 to 2034-35 | 2035-36 to 2039-40 | 2040-41 to 2044-45 | 2045-46 to 2049-50 | 2050-51 to 2054-55 | 2055-56 to 2059-60 | 2060-61 to 2064-65 | 2065-66 to 2069-70 | 2070-71 to 2074-75 | 2075-76 to 2079-80
C1 | New meters requested by existing customers (optants) | Capex | £M | 3 | Annual totals 2025-26: 0; Annual totals 2026-27: 0; Annual totals 2027-28: 0; Annual totals 2028-29: 0; Annual totals 2029-30: 0 | 0 | 0 | 0 | 0 | 0 | 0 | 0 | 0 | 0 | 0
C1.1 | New basic meters requested by existing customers (optants) | Capex | £M | 3 | Annual totals 2025-26: 0; Annual totals 2026-27: 0; Annual totals 2027-28: 0; Annual totals 2028-29: 0; Annual totals 2029-30: 0 | 0 | 0 | 0 | 0 | 0 | 0 | 0 | 0 | 0 | 0
C1.2 | New AMR meters requested by existing customers (optants) | Capex | £M | 3 | Annual totals 2025-26: 0; Annual totals 2026-27: 0; Annual totals 2027-28: 0; Annual totals 2028-29: 0; Annual totals 2029-30: 0 | 0 | 0 | 0 | 0 | 0 | 0 | 0 | 0 | 0 | 0
C1.3 | New AMI meters requested by existing customers (optants) | Capex | £M | 3 | Annual totals 2025-26: 0; Annual totals 2026-27: 0; Annual totals 2027-28: 0; Annual totals 2028-29: 0; Annual totals 2029-30: 0 | 0 | 0 | 0 | 0 | 0 | 0 | 0 | 0 | 0 | 0
C2 | New meters requested by existing customers (optants) | Opex | £M | 3 | Annual totals 2025-26: 0; Annual totals 2026-27: 0; Annual totals 2027-28: 0; Annual totals 2028-29: 0; Annual totals 2029-30: 0 | 0 | 0 | 0 | 0 | 0 | 0 | 0 | 0 | 0 | 0
C2.1 | New basic meters requested by existing customers (optants) | Opex | £M | 3 | Annual totals 2025-26: 0; Annual totals 2026-27: 0; Annual totals 2027-28: 0; Annual totals 2028-29: 0; Annual totals 2029-30: 0 | 0 | 0 | 0 | 0 | 0 | 0 | 0 | 0 | 0 | 0
C2.2 | New AMR meters requested by existing customers (optants) | Opex | £M | 3 | Annual totals 2025-26: 0; Annual totals 2026-27: 0; Annual totals 2027-28: 0; Annual totals 2028-29: 0; Annual totals 2029-30: 0 | 0 | 0 | 0 | 0 | 0 | 0 | 0 | 0 | 0 | 0
C2.3 | New AMI meters requested by existing customers (optants) | Opex | £M | 3 | Annual totals 2025-26: 0; Annual totals 2026-27: 0; Annual totals 2027-28: 0; Annual totals 2028-29: 0; Annual totals 2029-30: 0 | 0 | 0 | 0 | 0 | 0 | 0 | 0 | 0 | 0 | 0
C3 | New meters requested by existing customers (optants) | Totex | £M | 3 | 0 | 0 | 0 | 0 | 0 | 0 | 0 | 0 | 0 | 0 | 0 | 0 | 0 | 0 | 0 | 0 | 0 | 0 | 0 | 0 | 0
C4 | New meters introduced by companies for existing customers | Capex | £M | 3 | Annual totals 2025-26: 5.718; Annual totals 2026-27: 5.718; Annual totals 2027-28: 5.718; Annual totals 2028-29: 5.718; Annual totals 2029-30: 5.718 | 26.482 | 0 | 0 | 0 | 0 | 0 | 0 | 0 | 0 | 0
C4.1 | New basic meters introduced by companies for existing customers | Capex | £M | 3 | Annual totals 2025-26: 0; Annual totals 2026-27: 0; Annual totals 2027-28: 0; Annual totals 2028-29: 0; Annual totals 2029-30: 0 | 0 | 0 | 0 | 0 | 0 | 0 | 0 | 0 | 0 | 0
C4.2 | New AMR meters introduced by companies for existing customers | Capex | £M | 3 | Annual totals 2025-26: 5.718; Annual totals 2026-27: 5.718; Annual totals 2027-28: 5.718; Annual totals 2028-29: 5.718; Annual totals 2029-30: 5.718 | 13.241 | 0 | 0 | 0 | 0 | 0 | 0 | 0 | 0 | 0
C4.3 | New AMI meters introduced by companies for existing customers (optants) | Capex | £M | 3 | Annual totals 2025-26: 0; Annual totals 2026-27: 0; Annual totals 2027-28: 0; Annual totals 2028-29: 0; Annual totals 2029-30: 0 | 13.241 | 0 | 0 | 0 | 0 | 0 | 0 | 0 | 0 | 0
C5 | New meters introduced by companies for existing customers | Opex | £M | 3 | Annual totals 2025-26: 0; Annual totals 2026-27: 0; Annual totals 2027-28: 0; Annual totals 2028-29: 0; Annual totals 2029-30: 0 | 0 | 0 | 0 | 0 | 0 | 0 | 0 | 0 | 0 | 0
C5.1 | New basic meters introduced by companies for existing customers | Opex | £M | 3 | Annual totals 2025-26: 0; Annual totals 2026-27: 0; Annual totals 2027-28: 0; Annual totals 2028-29: 0; Annual totals 2029-30: 0 | 0 | 0 | 0 | 0 | 0 | 0 | 0 | 0 | 0 | 0
C5.2 | New AMR meters introduced by companies for existing customers (optants) | Opex | £M | 3 | Annual totals 2025-26: 0; Annual totals 2026-27: 0; Annual totals 2027-28: 0; Annual totals 2028-29: 0; Annual totals 2029-30: 0 | 0 | 0 | 0 | 0 | 0 | 0 | 0 | 0 | 0 | 0
C5.3 | New AMI meters introduced by companies for existing customers (optants) | Opex | £M | 3 | Annual totals 2025-26: 0; Annual totals 2026-27: 0; Annual totals 2027-28: 0; Annual totals 2028-29: 0; Annual totals 2029-30: 0 | 0 | 0 | 0 | 0 | 0 | 0 | 0 | 0 | 0 | 0
C6 | New meters introduced by companies for existing customers | Totex | £M | 3 | 0 | 0 | 0 | 0 | 0 | 0 | 5.718 | 5.718 | 5.718 | 5.718 | 5.718 | 26.482 | 0 | 0 | 0 | 0 | 0 | 0 | 0 | 0 | 0
C7 | New meters for existing customers - business | Capex | £M | 3 | Annual totals 2025-26: 0.31; Annual totals 2026-27: 0.31; Annual totals 2027-28: 0.31; Annual totals 2028-29: 0.31; Annual totals 2029-30: 0.31 | 2.94 | 0 | 0 | 0 | 0 | 0 | 0 | 0 | 0 | 0
C7.1 | New basic meters for existing customers - business | Capex | £M | 3 | Annual totals 2025-26: 0; Annual totals 2026-27: 0; Annual totals 2027-28: 0; Annual totals 2028-29: 0; Annual totals 2029-30: 0 | 0 | 0 | 0 | 0 | 0 | 0 | 0 | 0 | 0 | 0
C7.2 | New AMR meters for existing customers - business | Capex | £M | 3 | Annual totals 2025-26: 0.31; Annual totals 2026-27: 0.31; Annual totals 2027-28: 0.31; Annual totals 2028-29: 0.31; Annual totals 2029-30: 0.31 | 2.94 | 0 | 0 | 0 | 0 | 0 | 0 | 0 | 0 | 0
C7.3 | New AMI meters for existing customers - business | Capex | £M | 3 | Annual totals 2025-26: 0; Annual totals 2026-27: 0; Annual totals 2027-28: 0; Annual totals 2028-29: 0; Annual totals 2029-30: 0 | 0 | 0 | 0 | 0 | 0 | 0 | 0 | 0 | 0 | 0
C8 | New meters for existing customers - business | Opex | £M | 3 | Annual totals 2025-26: 0; Annual totals 2026-27: 0; Annual totals 2027-28: 0; Annual totals 2028-29: 0; Annual totals 2029-30: 0 | 0 | 0 | 0 | 0 | 0 | 0 | 0 | 0 | 0 | 0
C8.1 | New basic meters for existing customers - business | Opex | £M | 3 | Annual totals 2025-26: 0; Annual totals 2026-27: 0; Annual totals 2027-28: 0; Annual totals 2028-29: 0; Annual totals 2029-30: 0 | 0 | 0 | 0 | 0 | 0 | 0 | 0 | 0 | 0 | 0
C8.2 | New AMR meters for existing customers - business | Opex | £M | 3 | Annual totals 2025-26: 0; Annual totals 2026-27: 0; Annual totals 2027-28: 0; Annual totals 2028-29: 0; Annual totals 2029-30: 0 | 0 | 0 | 0 | 0 | 0 | 0 | 0 | 0 | 0 | 0
C8.3 | New AMI meters for existing customers - business | Opex | £M | 3 | Annual totals 2025-26: 0; Annual totals 2026-27: 0; Annual totals 2027-28: 0; Annual totals 2028-29: 0; Annual totals 2029-30: 0 | 0 | 0 | 0 | 0 | 0 | 0 | 0 | 0 | 0 | 0
C9 | New basic meters for existing customers - business | Totex | £M | 3 | 0 | 0 | 0 | 0 | 0 | 0 | 0.31 | 0.31 | 0.31 | 0.31 | 0.31 | 2.94 | 0 | 0 | 0 | 0 | 0 | 0 | 0 | 0 | 0
C10 | Replacement of existing basic meters with AMR meters | Capex | £M | 3
C11 | Replacement of existing basic meters with AMI meters | Capex | £M | 3 | Annual totals 2025-26: 0.278; Annual totals 2026-27: 0.278; Annual totals 2027-28: 0.278; Annual totals 2028-29: 0.278; Annual totals 2029-30: 0.278 | 0 | 0 | 0 | 2.94 | 0 | 0 | 0 | 0 | 0 | 0
C12 | Smart metering infrastructure | Capex | £M | 3
C13 | Replacement of existing basic meters with AMR meters | Opex | £M | 3
C14 | Replacement of existing basic meters with AMI meters | Opex | £M | 3
C15 | Smart metering infrastructure | Opex | £M | 3
C16 | Replacement of existing basic meters with AMR meters | Totex | £M | 3 | 0 | 0 | 0 | 0 | 0 | 0 | 0 | 0 | 0 | 0 | 0 | 0 | 0 | 0 | 0 | 0 | 0 | 0 | 0 | 0 | 0
C17 | Replacement of existing basic meters with AMI meters | Totex | £M | 3 | 0 | 0 | 0 | 0 | 0 | 0 | 0.278 | 0.278 | 0.278 | 0.278 | 0.278 | 0 | 0 | 0 | 2.94 | 0 | 0 | 0 | 0 | 0 | 0
C18 | Smart metering infrastructure | Totex | £M | 3 | 0 | 0 | 0 | 0 | 0 | 0 | 0 | 0 | 0 | 0 | 0 | 0 | 0 | 0 | 0 | 0 | 0 | 0 | 0 | 0 | 0
C19 | Total metering expenditure | Totex | £M | 3 | 0 | 0 | 0 | 0 | 0 | 0 | 6.306 | 6.306 | 6.306 | 6.306 | 6.306 | 29.422 | 0 | 0 | 2.94 | 0 | 0 | 0 | 0 | 0 | 0
Table 8d: Summary of total enhancement for programme consistent with RAG reporting requirements |  |  |  |  | Annual totals 2019-20: Annual totals | Five year totals
Reference | Expenditure element | Expenditure type | Unit | Decimal places | 2019-20 | 2020-21 | 2021-22 | 2022-23 | 2023-24 | 2024-25 | 2025-26 | 2026-27 | 2027-28 | 2028-29 | 2029-30 | 2030-31 to 2034-35 | 2035-36 to 2039-40 | 2040-41 to 2044-45 | 2045-46 to 2049-50 | 2050-51 to 2054-55 | 2055-56 to 2059-60 | 2060-61 to 2064-65 | 2065-66 to 2069-70 | 2070-71 to 2074-75 | 2075-76 to 2079-80
D1 | Total enhancement expenditure | Capex | £M | 3 | 0 | 0 | 0 | 0 | 0 | 0 | 6.728 | 6.728 | 6.728 | 6.728 | 6.728 | 29.422 | 0.25 | 0.25 | 20.35 | 0 | 0 | 0 | 0 | 0 | 0
D2 | Total enhancement expenditure | Opex | £M | 3 | 0 | 0 | 0 | 0 | 0 | 0 | 1.458 | 1.458 | 1.458 | 1.458 | 1.458 | 9.04 | 3.94 | 4.23 | 1.1 | 0 | 0 | 0 | 0 | 0 | 0
D3 | Total enhancement expenditure | Totex | £M | 3 | 0 | 0 | 0 | 0 | 0 | 0 | 8.186 | 8.186 | 8.186 | 8.186 | 8.186 | 38.462 | 4.19 | 4.48 | 21.45 | 0 | 0 | 0 | 0 | 0 | 0
Table 8e: Summary of supply demand benefits for programme consistent with RAG reporting requirements |  |  |  |  | Annual totals 2019-20: Annual totals | Five year totals
Reference | Benefit element | Expenditure type | Unit | Decimal places | 2019-20 | 2020-21 | 2021-22 | 2022-23 | 2023-24 | 2024-25 | 2025-26 | 2026-27 | 2027-28 | 2028-29 | 2029-30 | 2030-31 to 2034-35 | 2035-36 to 2039-40 | 2040-41 to 2044-45 | 2045-46 to 2049-50 | 2050-51 to 2054-55 | 2055-56 to 2059-60 | 2060-61 to 2064-65 | 2065-66 to 2069-70 | 2070-71 to 2074-75 | 2075-76 to 2079-80
E1 | Supply-side improvements | Benefit | Ml/d | 2 | Annual totals 2025-26: 0; Annual totals 2026-27: 0; Annual totals 2027-28: 0; Annual totals 2028-29: 0; Annual totals 2029-30: 0 | 0 | 0 | 0 | 0 | 0 | 0 | 0 | 0 | 0 | 0
E2 | Demand-side improvements (excluding leakage and metering) | Benefit | Ml/d | 2 | Annual totals 2025-26: 0.9; Annual totals 2026-27: 0.9; Annual totals 2027-28: 0.9; Annual totals 2028-29: 0.9; Annual totals 2029-30: 0.9 | 5.24 | 10.28 | 3.29 | 2.54 | 0 | 0 | 0 | 0 | 0 | 0
E3 | Leakage improvements | Benefit | Ml/d | 2 | Annual totals 2025-26: 0.988; Annual totals 2026-27: 0.988; Annual totals 2027-28: 0.988; Annual totals 2028-29: 0.988; Annual totals 2029-30: 0.988 | 7.14 | 3.9 | 2.77 | 3.95 | 0 | 0 | 0 | 0 | 0 | 0
E4 | Internal interconnectors* | Benefit | Ml/d | 2 | Annual totals 2025-26: 0; Annual totals 2026-27: 0; Annual totals 2027-28: 0; Annual totals 2028-29: 0; Annual totals 2029-30: 0 | 0 | 0 | 0 | 0 | 0 | 0 | 0 | 0 | 0 | 0
E5 | Metering improvements | Benefit | Ml/d | 2 | 0 | 0 | 0 | 0 | 0 | 0 | 2.228 | 2.228 | 2.228 | 2.228 | 2.228 | 9.07 | 3.59 | 0 | 0 | 0 | 0 | 0 | 0 | 0 | 0
E5.1 | Benefits from new basic meter installations (household) | Benefit | Ml/d | 2 | Annual totals 2025-26: 0; Annual totals 2026-27: 0; Annual totals 2027-28: 0; Annual totals 2028-29: 0; Annual totals 2029-30: 0 | 0 | 0 | 0 | 0 | 0 | 0 | 0 | 0 | 0 | 0
E5.2 | Benefits from new AMR meter installations (household) | Benefit | Ml/d | 2 | Annual totals 2025-26: 1.554; Annual totals 2026-27: 1.554; Annual totals 2027-28: 1.554; Annual totals 2028-29: 1.554; Annual totals 2029-30: 1.554 | 7.05 | 0 | 0 | 0 | 0 | 0 | 0 | 0 | 0 | 0
E5.3 | Benefits from new AMI meter installations (household) | Benefit | Ml/d | 2 | Annual totals 2025-26: 0; Annual totals 2026-27: 0; Annual totals 2027-28: 0; Annual totals 2028-29: 0; Annual totals 2029-30: 0 | 0 | 0 | 0 | 0 | 0 | 0 | 0 | 0 | 0 | 0
E5.4 | Benefits from replacing (or upgrading) existing basic meters with AMR meters (household) | Benefit | Ml/d | 2 | Annual totals 2025-26: 0; Annual totals 2026-27: 0; Annual totals 2027-28: 0; Annual totals 2028-29: 0; Annual totals 2029-30: 0 | 0 | 0 | 0 | 0 | 0 | 0 | 0 | 0 | 0 | 0
E5.5 | Benefits from replacing (or upgrading) existing basic or AMR meters with AMI meters (household) | Benefit | Ml/d | 2 | Annual totals 2025-26: 0; Annual totals 2026-27: 0; Annual totals 2027-28: 0; Annual totals 2028-29: 0; Annual totals 2029-30: 0 | 0 | 0 | 0 | 0 | 0 | 0 | 0 | 0 | 0 | 0
E5.6 | Benefits from replacing (or upgrading) existing basic meters with AMR meters (non-household) | Benefit | Ml/d | 2 | Annual totals 2025-26: 0.674; Annual totals 2026-27: 0.674; Annual totals 2027-28: 0.674; Annual totals 2028-29: 0.674; Annual totals 2029-30: 0.674 | 2.02 | 3.59 | 0 | 0 | 0 | 0 | 0 | 0 | 0 | 0
E5.7 | Benefits from replacing (or upgrading) existing basic or AMR meters with AMI meters (non-household) | Benefit | Ml/d | 2 | Annual totals 2025-26: 0; Annual totals 2026-27: 0; Annual totals 2027-28: 0; Annual totals 2028-29: 0; Annual totals 2029-30: 0 | 0 | 0 | 0 | 0 | 0 | 0 | 0 | 0 | 0 | 0
Table 8f: Summary of totex leakage expenditure for programme consistent with RAG reporting requirements |  |  |  |  | Annual totals 2019-20: Annual totals | Five year totals
Reference | Expenditure element | Expenditure type | Unit | Decimal places | 2019-20 | 2020-21 | 2021-22 | 2022-23 | 2023-24 | 2024-25 | 2025-26 | 2026-27 | 2027-28 | 2028-29 | 2029-30 | 2030-31 to 2034-35 | 2035-36 to 2039-40 | 2040-41 to 2044-45 | 2045-46 to 2049-50 | 2050-51 to 2054-55 | 2055-56 to 2059-60 | 2060-61 to 2064-65 | 2065-66 to 2069-70 | 2070-71 to 2074-75 | 2075-76 to 2079-80
F27 | Total leakage activity - Maintaining leakage | Totex | £M | 3 | Annual totals 2025-26: 0; Annual totals 2026-27: 0; Annual totals 2027-28: 0; Annual totals 2028-29: 0; Annual totals 2029-30: 0 | 0 | 0 | 0 | 0 | 0 | 0 | 0 | 0 | 0 | 0
F28 | Total leakage activity - Reducing leakage | Totex | £M | 3 | Annual totals 2025-26: 0.588; Annual totals 2026-27: 0.588; Annual totals 2027-28: 0.588; Annual totals 2028-29: 0.588; Annual totals 2029-30: 0.588 | 4.44 | 3.12 | 4.48 | 21.45 | 0 | 0 | 0 | 0 | 0 | 0
Water Company | South Staffordshire Water | Version | 5 |  | Annual totals 2019-20: Back to title page
Planning Scenario | Least Cost Programme | NPV cost associated with plan (£M) | 113.84
Table 8a: Summary Base Totex expenditure for programme consistent with RAG reporting requirements |  |  |  |  | Annual totals 2019-20: Annual totals | Five year totals
Reference | Expenditure element | Expenditure type | Unit | Decimal places | 2019-20 | 2020-21 | 2021-22 | 2022-23 | 2023-24 | 2024-25 | 2025-26 | 2026-27 | 2027-28 | 2028-29 | 2029-30 | 2030-31 to 2034-35 | 2035-36 to 2039-40 | 2040-41 to 2044-45 | 2045-46 to 2049-50 | 2050-51 to 2054-55 | 2055-56 to 2059-60 | 2060-61 to 2064-65 | 2065-66 to 2069-70 | 2070-71 to 2074-75 | 2075-76 to 2079-80
A1 | Totex increases (base) | Totex | £M | 3 | Annual totals 2025-26: 0.278; Annual totals 2026-27: 0.278; Annual totals 2027-28: 0.278; Annual totals 2028-29: 0.278; Annual totals 2029-30: 0.278 | 0 | 0 | 0 | 2.94 | 0 | 0 | 0 | 0 | 0 | 0
A2 | Totex savings (base) | Totex | £M | 3 | Annual totals 2025-26: 0; Annual totals 2026-27: 0; Annual totals 2027-28: 0; Annual totals 2028-29: 0; Annual totals 2029-30: 0 | 0 | 0 | 0 | 0 | 0 | 0 | 0 | 0 | 0 | 0
A3 | Total totex variance (base) | Totex | £M | 3 | 0 | 0 | 0 | 0 | 0 | 0 | 0.278 | 0.278 | 0.278 | 0.278 | 0.278 | 0 | 0 | 0 | 2.94 | 0 | 0 | 0 | 0 | 0 | 0
Table 8b: Summary of supply-demand balance enhancement expenditure for programme consistent with RAG reporting requirements |  |  |  |  | Annual totals 2019-20: Annual totals | Five year totals
Reference | Expenditure element | Expenditure type | Unit | Decimal places | 2019-20 | 2020-21 | 2021-22 | 2022-23 | 2023-24 | 2024-25 | 2025-26 | 2026-27 | 2027-28 | 2028-29 | 2029-30 | 2030-31 to 2034-35 | 2035-36 to 2039-40 | 2040-41 to 2044-45 | 2045-46 to 2049-50 | 2050-51 to 2054-55 | 2055-56 to 2059-60 | 2060-61 to 2064-65 | 2065-66 to 2069-70 | 2070-71 to 2074-75 | 2075-76 to 2079-80
B1 | Supply-side improvements | Capex | £M | 3 | Annual totals 2025-26: 0; Annual totals 2026-27: 0; Annual totals 2027-28: 0; Annual totals 2028-29: 0; Annual totals 2029-30: 0 | 0 | 0 | 0 | 0 | 0 | 0 | 0 | 0 | 0 | 0
B2 | Supply-side improvements | Opex | £M | 3 | Annual totals 2025-26: 0; Annual totals 2026-27: 0; Annual totals 2027-28: 0; Annual totals 2028-29: 0; Annual totals 2029-30: 0 | 0 | 0 | 0 | 0 | 0 | 0 | 0 | 0 | 0 | 0
B3 | Supply-side improvements | Totex | £M | 3 | 0 | 0 | 0 | 0 | 0 | 0 | 0 | 0 | 0 | 0 | 0 | 0 | 0 | 0 | 0 | 0 | 0 | 0 | 0 | 0 | 0
B4 | Demand-side improvements (excl. leakage and metering) | Capex | £M | 3 | Annual totals 2025-26: 0.65; Annual totals 2026-27: 0.65; Annual totals 2027-28: 0.65; Annual totals 2028-29: 0.65; Annual totals 2029-30: 0.65 | 0 | 0 | 0 | 0 | 0 | 0 | 0 | 0 | 0 | 0
B5 | Demand-side improvements (excl. leakage and metering) | Opex | £M | 3 | Annual totals 2025-26: 0.92; Annual totals 2026-27: 0.92; Annual totals 2027-28: 0.92; Annual totals 2028-29: 0.92; Annual totals 2029-30: 0.92 | 4.6 | 1.07 | 0 | 0 | 0 | 0 | 0 | 0 | 0 | 0
B6 | Demand-side improvements (excl. leakage and metering) | Totex | £M | 3 | 0 | 0 | 0 | 0 | 0 | 0 | 1.57 | 1.57 | 1.57 | 1.57 | 1.57 | 4.6 | 1.07 | 0 | 0 | 0 | 0 | 0 | 0 | 0 | 0
B7 | Leakage improvements | Capex | £M | 3 | Annual totals 2025-26: 0.05; Annual totals 2026-27: 0.05; Annual totals 2027-28: 0.05; Annual totals 2028-29: 0.05; Annual totals 2029-30: 0.05 | 0 | 0.25 | 0.25 | 20.35 | 0 | 0 | 0 | 0 | 0 | 0
B8 | Leakage improvements | Opex | £M | 3 | Annual totals 2025-26: 0.538; Annual totals 2026-27: 0.538; Annual totals 2027-28: 0.538; Annual totals 2028-29: 0.538; Annual totals 2029-30: 0.538 | 4.44 | 2.87 | 4.23 | 1.1 | 0 | 0 | 0 | 0 | 0 | 0
B9 | Leakage improvements | Totex | £M | 3 | 0 | 0 | 0 | 0 | 0 | 0 | 0.588 | 0.588 | 0.588 | 0.588 | 0.588 | 4.44 | 3.12 | 4.48 | 21.45 | 0 | 0 | 0 | 0 | 0 | 0
B10 | Internal interconnectors | Capex | £M | 3 | Annual totals 2025-26: 0; Annual totals 2026-27: 0; Annual totals 2027-28: 0; Annual totals 2028-29: 0; Annual totals 2029-30: 0 | 0 | 0 | 0 | 0 | 0 | 0 | 0 | 0 | 0 | 0
B11 | Internal interconnectors | Opex | £M | 3 | Annual totals 2025-26: 0; Annual totals 2026-27: 0; Annual totals 2027-28: 0; Annual totals 2028-29: 0; Annual totals 2029-30: 0 | 0 | 0 | 0 | 0 | 0 | 0 | 0 | 0 | 0 | 0
B12 | Internal interconnectors | Totex | £M | 3 | 0 | 0 | 0 | 0 | 0 | 0 | 0 | 0 | 0 | 0 | 0 | 0 | 0 | 0 | 0 | 0 | 0 | 0 | 0 | 0 | 0
B13 | Strategic regional water resources | Capex | £M | 3 | Annual totals 2025-26: 0; Annual totals 2026-27: 0; Annual totals 2027-28: 0; Annual totals 2028-29: 0; Annual totals 2029-30: 0 | 0 | 0 | 0 | 0 | 0 | 0 | 0 | 0 | 0 | 0
B14 | Strategic regional water resources | Opex | £M | 3 | Annual totals 2025-26: 0; Annual totals 2026-27: 0; Annual totals 2027-28: 0; Annual totals 2028-29: 0; Annual totals 2029-30: 0 | 0 | 0 | 0 | 0 | 0 | 0 | 0 | 0 | 0 | 0
B15 | Strategic regional water resources | Totex | £M | 3 | 0 | 0 | 0 | 0 | 0 | 0 | 0 | 0 | 0 | 0 | 0 | 0 | 0 | 0 | 0 | 0 | 0 | 0 | 0 | 0 | 0
B16 | Total supply demand expenditure | Totex | £M | 3 | 0 | 0 | 0 | 0 | 0 | 0 | 2.158 | 2.158 | 2.158 | 2.158 | 2.158 | 9.04 | 4.19 | 4.48 | 21.45 | 0 | 0 | 0 | 0 | 0 | 0
Table 8c: Summary of metering enhancement expenditure for programme consistent with RAG reporting requirements |  |  |  |  | Annual totals 2019-20: Annual totals | Five year totals
Reference | Expenditure element | Expenditure type | Unit | Decimal places | 2019-20 | 2020-21 | 2021-22 | 2022-23 | 2023-24 | 2024-25 | 2025-26 | 2026-27 | 2027-28 | 2028-29 | 2029-30 | 2030-31 to 2034-35 | 2035-36 to 2039-40 | 2040-41 to 2044-45 | 2045-46 to 2049-50 | 2050-51 to 2054-55 | 2055-56 to 2059-60 | 2060-61 to 2064-65 | 2065-66 to 2069-70 | 2070-71 to 2074-75 | 2075-76 to 2079-80
C1 | New meters requested by existing customers (optants) | Capex | £M | 3 | Annual totals 2025-26: 0; Annual totals 2026-27: 0; Annual totals 2027-28: 0; Annual totals 2028-29: 0; Annual totals 2029-30: 0 | 0 | 0 | 0 | 0 | 0 | 0 | 0 | 0 | 0 | 0
C1.1 | New basic meters requested by existing customers (optants) | Capex | £M | 3 | Annual totals 2025-26: 0; Annual totals 2026-27: 0; Annual totals 2027-28: 0; Annual totals 2028-29: 0; Annual totals 2029-30: 0 | 0 | 0 | 0 | 0 | 0 | 0 | 0 | 0 | 0 | 0
C1.2 | New AMR meters requested by existing customers (optants) | Capex | £M | 3 | Annual totals 2025-26: 0; Annual totals 2026-27: 0; Annual totals 2027-28: 0; Annual totals 2028-29: 0; Annual totals 2029-30: 0 | 0 | 0 | 0 | 0 | 0 | 0 | 0 | 0 | 0 | 0
C1.3 | New AMI meters requested by existing customers (optants) | Capex | £M | 3 | Annual totals 2025-26: 0; Annual totals 2026-27: 0; Annual totals 2027-28: 0; Annual totals 2028-29: 0; Annual totals 2029-30: 0 | 0 | 0 | 0 | 0 | 0 | 0 | 0 | 0 | 0 | 0
C2 | New meters requested by existing customers (optants) | Opex | £M | 3 | Annual totals 2025-26: 0; Annual totals 2026-27: 0; Annual totals 2027-28: 0; Annual totals 2028-29: 0; Annual totals 2029-30: 0 | 0 | 0 | 0 | 0 | 0 | 0 | 0 | 0 | 0 | 0
C2.1 | New basic meters requested by existing customers (optants) | Opex | £M | 3 | Annual totals 2025-26: 0; Annual totals 2026-27: 0; Annual totals 2027-28: 0; Annual totals 2028-29: 0; Annual totals 2029-30: 0 | 0 | 0 | 0 | 0 | 0 | 0 | 0 | 0 | 0 | 0
C2.2 | New AMR meters requested by existing customers (optants) | Opex | £M | 3 | Annual totals 2025-26: 0; Annual totals 2026-27: 0; Annual totals 2027-28: 0; Annual totals 2028-29: 0; Annual totals 2029-30: 0 | 0 | 0 | 0 | 0 | 0 | 0 | 0 | 0 | 0 | 0
C2.3 | New AMI meters requested by existing customers (optants) | Opex | £M | 3 | Annual totals 2025-26: 0; Annual totals 2026-27: 0; Annual totals 2027-28: 0; Annual totals 2028-29: 0; Annual totals 2029-30: 0 | 0 | 0 | 0 | 0 | 0 | 0 | 0 | 0 | 0 | 0
C3 | New meters requested by existing customers (optants) | Totex | £M | 3 | 0 | 0 | 0 | 0 | 0 | 0 | 0 | 0 | 0 | 0 | 0 | 0 | 0 | 0 | 0 | 0 | 0 | 0 | 0 | 0 | 0
C4 | New meters introduced by companies for existing customers | Capex | £M | 3 | Annual totals 2025-26: 5.718; Annual totals 2026-27: 5.718; Annual totals 2027-28: 5.718; Annual totals 2028-29: 5.718; Annual totals 2029-30: 5.718 | 26.482 | 0 | 0 | 0 | 0 | 0 | 0 | 0 | 0 | 0
C4.1 | New basic meters introduced by companies for existing customers (optants) | Capex | £M | 3 | Annual totals 2025-26: 0; Annual totals 2026-27: 0; Annual totals 2027-28: 0; Annual totals 2028-29: 0; Annual totals 2029-30: 0 | 0 | 0 | 0 | 0 | 0 | 0 | 0 | 0 | 0 | 0
C4.2 | New AMR meters introduced by companies for existing customers (optants) | Capex | £M | 3 | Annual totals 2025-26: 5.718; Annual totals 2026-27: 5.718; Annual totals 2027-28: 5.718; Annual totals 2028-29: 5.718; Annual totals 2029-30: 5.718 | 13.241 | 0 | 0 | 0 | 0 | 0 | 0 | 0 | 0 | 0
C4.3 | New AMI meters introduced by companies for existing customers (optants) | Capex | £M | 3 | Annual totals 2025-26: 0; Annual totals 2026-27: 0; Annual totals 2027-28: 0; Annual totals 2028-29: 0; Annual totals 2029-30: 0 | 13.241 | 0 | 0 | 0 | 0 | 0 | 0 | 0 | 0 | 0
C5 | New meters introduced by companies for existing customers | Opex | £M | 3 | Annual totals 2025-26: 0; Annual totals 2026-27: 0; Annual totals 2027-28: 0; Annual totals 2028-29: 0; Annual totals 2029-30: 0 | 0 | 0 | 0 | 0 | 0 | 0 | 0 | 0 | 0 | 0
C5.1 | New basic meters introduced by companies for existing customers (optants) | Opex | £M | 3 | Annual totals 2025-26: 0; Annual totals 2026-27: 0; Annual totals 2027-28: 0; Annual totals 2028-29: 0; Annual totals 2029-30: 0 | 0 | 0 | 0 | 0 | 0 | 0 | 0 | 0 | 0 | 0
C5.2 | New AMR meters introduced by companies for existing customers (optants) | Opex | £M | 3 | Annual totals 2025-26: 0; Annual totals 2026-27: 0; Annual totals 2027-28: 0; Annual totals 2028-29: 0; Annual totals 2029-30: 0 | 0 | 0 | 0 | 0 | 0 | 0 | 0 | 0 | 0 | 0
C5.3 | New AMI meters introduced by companies for existing customers (optants) | Opex | £M | 3 | Annual totals 2025-26: 0; Annual totals 2026-27: 0; Annual totals 2027-28: 0; Annual totals 2028-29: 0; Annual totals 2029-30: 0 | 0 | 0 | 0 | 0 | 0 | 0 | 0 | 0 | 0 | 0
C6 | New meters introduced by companies for existing customers | Totex | £M | 3 | 0 | 0 | 0 | 0 | 0 | 0 | 5.718 | 5.718 | 5.718 | 5.718 | 5.718 | 26.482 | 0 | 0 | 0 | 0 | 0 | 0 | 0 | 0 | 0
C7 | New meters for existing customers - business | Capex | £M | 3 | Annual totals 2025-26: 0.31; Annual totals 2026-27: 0.31; Annual totals 2027-28: 0.31; Annual totals 2028-29: 0.31; Annual totals 2029-30: 0.31 | 2.94 | 0 | 0 | 0 | 0 | 0 | 0 | 0 | 0 | 0
C7.1 | New basic meters for existing customers - business | Capex | £M | 3 | Annual totals 2025-26: 0; Annual totals 2026-27: 0; Annual totals 2027-28: 0; Annual totals 2028-29: 0; Annual totals 2029-30: 0 | 0 | 0 | 0 | 0 | 0 | 0 | 0 | 0 | 0 | 0
C7.2 | New AMR meters for existing customers - business | Capex | £M | 3 | Annual totals 2025-26: 0.31; Annual totals 2026-27: 0.31; Annual totals 2027-28: 0.31; Annual totals 2028-29: 0.31; Annual totals 2029-30: 0.31 | 2.94 | 0 | 0 | 0 | 0 | 0 | 0 | 0 | 0 | 0
C7.3 | New AMI meters for existing customers - business | Capex | £M | 3 | Annual totals 2025-26: 0; Annual totals 2026-27: 0; Annual totals 2027-28: 0; Annual totals 2028-29: 0; Annual totals 2029-30: 0 | 0 | 0 | 0 | 0 | 0 | 0 | 0 | 0 | 0 | 0
C8 | New meters for existing customers - business | Opex | £M | 3 | Annual totals 2025-26: 0; Annual totals 2026-27: 0; Annual totals 2027-28: 0; Annual totals 2028-29: 0; Annual totals 2029-30: 0 | 0 | 0 | 0 | 0 | 0 | 0 | 0 | 0 | 0 | 0
C8.1 | New basic meters for existing customers - business | Opex | £M | 3 | Annual totals 2025-26: 0; Annual totals 2026-27: 0; Annual totals 2027-28: 0; Annual totals 2028-29: 0; Annual totals 2029-30: 0 | 0 | 0 | 0 | 0 | 0 | 0 | 0 | 0 | 0 | 0
C8.2 | New AMR meters for existing customers - business | Opex | £M | 3 | Annual totals 2025-26: 0; Annual totals 2026-27: 0; Annual totals 2027-28: 0; Annual totals 2028-29: 0; Annual totals 2029-30: 0 | 0 | 0 | 0 | 0 | 0 | 0 | 0 | 0 | 0 | 0
C8.3 | New AMI meters for existing customers - business | Opex | £M | 3 | Annual totals 2025-26: 0; Annual totals 2026-27: 0; Annual totals 2027-28: 0; Annual totals 2028-29: 0; Annual totals 2029-30: 0 | 0 | 0 | 0 | 0 | 0 | 0 | 0 | 0 | 0 | 0
C9 | New basic meters for existing customers - business | Totex | £M | 3 | 0 | 0 | 0 | 0 | 0 | 0 | 0.31 | 0.31 | 0.31 | 0.31 | 0.31 | 2.94 | 0 | 0 | 0 | 0 | 0 | 0 | 0 | 0 | 0
C10 | Replacement of existing basic meters with AMR meters | Capex | £M | 3
C11 | Replacement of existing basic meters with AMI meters | Capex | £M | 3 | Annual totals 2025-26: 0.278; Annual totals 2026-27: 0.278; Annual totals 2027-28: 0.278; Annual totals 2028-29: 0.278; Annual totals 2029-30: 0.278 | 0 | 0 | 0 | 2.94 | 0 | 0 | 0 | 0 | 0 | 0
C12 | Smart metering infrastructure | Capex | £M | 3
C13 | Replacement of existing basic meters with AMR meters | Opex | £M | 3
C14 | Replacement of existing basic meters with AMI meters | Opex | £M | 3
C15 | Smart metering infrastructure | Opex | £M | 3
C16 | Replacement of existing basic meters with AMR meters | Totex | £M | 3 | 0 | 0 | 0 | 0 | 0 | 0 | 0 | 0 | 0 | 0 | 0 | 0 | 0 | 0 | 0 | 0 | 0 | 0 | 0 | 0 | 0
C17 | Replacement of existing basic meters with AMI meters | Totex | £M | 3 | 0 | 0 | 0 | 0 | 0 | 0 | 0.278 | 0.278 | 0.278 | 0.278 | 0.278 | 0 | 0 | 0 | 2.94 | 0 | 0 | 0 | 0 | 0 | 0
C18 | Smart metering infrastructure | Totex | £M | 3 | 0 | 0 | 0 | 0 | 0 | 0 | 0 | 0 | 0 | 0 | 0 | 0 | 0 | 0 | 0 | 0 | 0 | 0 | 0 | 0 | 0
C19 | Total metering expenditure | Totex | £M | 3 | 0 | 0 | 0 | 0 | 0 | 0 | 6.306 | 6.306 | 6.306 | 6.306 | 6.306 | 29.422 | 0 | 0 | 2.94 | 0 | 0 | 0 | 0 | 0 | 0
Table 8d: Summary of total enhancement for programme consistent with RAG reporting requirements |  |  |  |  | Annual totals 2019-20: Annual totals | Five year totals
Reference | Expenditure element | Expenditure type | Unit | Decimal places | 2019-20 | 2020-21 | 2021-22 | 2022-23 | 2023-24 | 2024-25 | 2025-26 | 2026-27 | 2027-28 | 2028-29 | 2029-30 | 2030-31 to 2034-35 | 2035-36 to 2039-40 | 2040-41 to 2044-45 | 2045-46 to 2049-50 | 2050-51 to 2054-55 | 2055-56 to 2059-60 | 2060-61 to 2064-65 | 2065-66 to 2069-70 | 2070-71 to 2074-75 | 2075-76 to 2079-80
D1 | Total enhancement expenditure | Capex | £M | 3 | 0 | 0 | 0 | 0 | 0 | 0 | 6.728 | 6.728 | 6.728 | 6.728 | 6.728 | 29.422 | 0.25 | 0.25 | 20.35 | 0 | 0 | 0 | 0 | 0 | 0
D2 | Total enhancement expenditure | Opex | £M | 3 | 0 | 0 | 0 | 0 | 0 | 0 | 1.458 | 1.458 | 1.458 | 1.458 | 1.458 | 9.04 | 3.94 | 4.23 | 1.1 | 0 | 0 | 0 | 0 | 0 | 0
D3 | Total enhancement expenditure | Totex | £M | 3 | 0 | 0 | 0 | 0 | 0 | 0 | 8.186 | 8.186 | 8.186 | 8.186 | 8.186 | 38.462 | 4.19 | 4.48 | 21.45 | 0 | 0 | 0 | 0 | 0 | 0
Table 8e: Summary of supply demand benefits for programme consistent with RAG reporting requirements |  |  |  |  | Annual totals 2019-20: Annual totals | Five year totals
Reference | Benefit element | Expenditure type | Unit | Decimal places | 2019-20 | 2020-21 | 2021-22 | 2022-23 | 2023-24 | 2024-25 | 2025-26 | 2026-27 | 2027-28 | 2028-29 | 2029-30 | 2030-31 to 2034-35 | 2035-36 to 2039-40 | 2040-41 to 2044-45 | 2045-46 to 2049-50 | 2050-51 to 2054-55 | 2055-56 to 2059-60 | 2060-61 to 2064-65 | 2065-66 to 2069-70 | 2070-71 to 2074-75 | 2075-76 to 2079-80
E1 | Supply-side improvements | Benefit | Ml/d | 2 | Annual totals 2025-26: 0; Annual totals 2026-27: 0; Annual totals 2027-28: 0; Annual totals 2028-29: 0; Annual totals 2029-30: 0 | 0 | 0 | 0 | 0 | 0 | 0 | 0 | 0 | 0 | 0
E2 | Demand-side improvements (excluding leakage and metering) | Benefit | Ml/d | 2 | Annual totals 2025-26: 0.9; Annual totals 2026-27: 0.9; Annual totals 2027-28: 0.9; Annual totals 2028-29: 0.9; Annual totals 2029-30: 0.9 | 5.24 | 10.28 | 3.29 | 2.54 | 0 | 0 | 0 | 0 | 0 | 0
E3 | Leakage improvements | Benefit | Ml/d | 2 | Annual totals 2025-26: 0.988; Annual totals 2026-27: 0.988; Annual totals 2027-28: 0.988; Annual totals 2028-29: 0.988; Annual totals 2029-30: 0.988 | 7.14 | 3.9 | 2.77 | 3.95 | 0 | 0 | 0 | 0 | 0 | 0
E4 | Internal interconnectors* | Benefit | Ml/d | 2 | Annual totals 2025-26: 0; Annual totals 2026-27: 0; Annual totals 2027-28: 0; Annual totals 2028-29: 0; Annual totals 2029-30: 0 | 0 | 0 | 0 | 0 | 0 | 0 | 0 | 0 | 0 | 0
E5 | Metering improvements | Benefit | Ml/d | 2 | 0 | 0 | 0 | 0 | 0 | 0 | 2.228 | 2.228 | 2.228 | 2.228 | 2.228 | 9.07 | 3.59 | 0 | 0 | 0 | 0 | 0 | 0 | 0 | 0
E5.1 | Benefits from new basic meter installations (household) | Benefit | Ml/d | 2 | Annual totals 2025-26: 0; Annual totals 2026-27: 0; Annual totals 2027-28: 0; Annual totals 2028-29: 0; Annual totals 2029-30: 0 | 0 | 0 | 0 | 0 | 0 | 0 | 0 | 0 | 0 | 0
E5.2 | Benefits from new AMR meter installations (household) | Benefit | Ml/d | 2 | Annual totals 2025-26: 1.554; Annual totals 2026-27: 1.554; Annual totals 2027-28: 1.554; Annual totals 2028-29: 1.554; Annual totals 2029-30: 1.554 | 7.05 | 0 | 0 | 0 | 0 | 0 | 0 | 0 | 0 | 0
E5.3 | Benefits from new AMI meter installations (household) | Benefit | Ml/d | 2 | Annual totals 2025-26: 0; Annual totals 2026-27: 0; Annual totals 2027-28: 0; Annual totals 2028-29: 0; Annual totals 2029-30: 0 | 0 | 0 | 0 | 0 | 0 | 0 | 0 | 0 | 0 | 0
E5.4 | Benefits from replacing (or upgrading) existing basic meters with AMR meters (household) | Benefit | Ml/d | 2 | Annual totals 2025-26: 0; Annual totals 2026-27: 0; Annual totals 2027-28: 0; Annual totals 2028-29: 0; Annual totals 2029-30: 0 | 0 | 0 | 0 | 0 | 0 | 0 | 0 | 0 | 0 | 0
E5.5 | Benefits from replacing (or upgrading) existing basic or AMR meters with AMI meters (household) | Benefit | Ml/d | 2 | Annual totals 2025-26: 0; Annual totals 2026-27: 0; Annual totals 2027-28: 0; Annual totals 2028-29: 0; Annual totals 2029-30: 0 | 0 | 0 | 0 | 0 | 0 | 0 | 0 | 0 | 0 | 0
E5.6 | Benefits from replacing (or upgrading) existing basic meters with AMR meters (non-household) | Benefit | Ml/d | 2 | Annual totals 2025-26: 0.674; Annual totals 2026-27: 0.674; Annual totals 2027-28: 0.674; Annual totals 2028-29: 0.674; Annual totals 2029-30: 0.674 | 2.02 | 3.59 | 0 | 0 | 0 | 0 | 0 | 0 | 0 | 0
E5.7 | Benefits from replacing (or upgrading) existing basic or AMR meters with AMI meters (non-household) | Benefit | Ml/d | 2 | Annual totals 2025-26: 0; Annual totals 2026-27: 0; Annual totals 2027-28: 0; Annual totals 2028-29: 0; Annual totals 2029-30: 0 | 0 | 0 | 0 | 0 | 0 | 0 | 0 | 0 | 0 | 0
Table 8f: Summary of totex leakage expenditure for programme consistent with RAG reporting requirements |  |  |  |  | Annual totals 2019-20: Annual totals | Five year totals
Reference | Expenditure element | Expenditure type | Unit | Decimal places | 2019-20 | 2020-21 | 2021-22 | 2022-23 | 2023-24 | 2024-25 | 2025-26 | 2026-27 | 2027-28 | 2028-29 | 2029-30 | 2030-31 to 2034-35 | 2035-36 to 2039-40 | 2040-41 to 2044-45 | 2045-46 to 2049-50 | 2050-51 to 2054-55 | 2055-56 to 2059-60 | 2060-61 to 2064-65 | 2065-66 to 2069-70 | 2070-71 to 2074-75 | 2075-76 to 2079-80
F27 | Total leakage activity - Maintaining leakage | Totex | £M | 3 | Annual totals 2025-26: 0; Annual totals 2026-27: 0; Annual totals 2027-28: 0; Annual totals 2028-29: 0; Annual totals 2029-30: 0 | 0 | 0 | 0 | 0 | 0 | 0 | 0 | 0 | 0 | 0
F28 | Total leakage activity - Reducing leakage | Totex | £M | 3 | Annual totals 2025-26: 0.588; Annual totals 2026-27: 0.588; Annual totals 2027-28: 0.588; Annual totals 2028-29: 0.588; Annual totals 2029-30: 0.588 | 4.44 | 3.12 | 4.48 | 21.45 | 0 | 0 | 0 | 0 | 0 | 0
Water Company | South Staffordshire Water | Version | 5 |  | Annual totals 2019-20: Back to title page
Planning Scenario | Ofwat Core programme | NPV cost associated with plan (£M) | 113.84
Table 8a: Summary Base Totex expenditure for programme consistent with RAG reporting requirements |  |  |  |  | Annual totals 2019-20: Annual totals | Five year totals
Reference | Expenditure element | Expenditure type | Unit | Decimal places | 2019-20 | 2020-21 | 2021-22 | 2022-23 | 2023-24 | 2024-25 | 2025-26 | 2026-27 | 2027-28 | 2028-29 | 2029-30 | 2030-31 to 2034-35 | 2035-36 to 2039-40 | 2040-41 to 2044-45 | 2045-46 to 2049-50 | 2050-51 to 2054-55 | 2055-56 to 2059-60 | 2060-61 to 2064-65 | 2065-66 to 2069-70 | 2070-71 to 2074-75 | 2075-76 to 2079-80
A1 | Totex increases (base) | Totex | £M | 3 | Annual totals 2025-26: 0.278; Annual totals 2026-27: 0.278; Annual totals 2027-28: 0.278; Annual totals 2028-29: 0.278; Annual totals 2029-30: 0.278 | 0 | 0 | 0 | 2.94 | 0 | 0 | 0 | 0 | 0 | 0
A2 | Totex savings (base) | Totex | £M | 3 | Annual totals 2025-26: 0; Annual totals 2026-27: 0; Annual totals 2027-28: 0; Annual totals 2028-29: 0; Annual totals 2029-30: 0 | 0 | 0 | 0 | 0 | 0 | 0 | 0 | 0 | 0 | 0
A3 | Total totex variance (base) | Totex | £M | 3 | 0 | 0 | 0 | 0 | 0 | 0 | 0.278 | 0.278 | 0.278 | 0.278 | 0.278 | 0 | 0 | 0 | 2.94 | 0 | 0 | 0 | 0 | 0 | 0
Table 8b: Summary of supply-demand balance enhancement expenditure for programme consistent with RAG reporting requirements |  |  |  |  | Annual totals 2019-20: Annual totals | Five year totals
Reference | Expenditure element | Expenditure type | Unit | Decimal places | 2019-20 | 2020-21 | 2021-22 | 2022-23 | 2023-24 | 2024-25 | 2025-26 | 2026-27 | 2027-28 | 2028-29 | 2029-30 | 2030-31 to 2034-35 | 2035-36 to 2039-40 | 2040-41 to 2044-45 | 2045-46 to 2049-50 | 2050-51 to 2054-55 | 2055-56 to 2059-60 | 2060-61 to 2064-65 | 2065-66 to 2069-70 | 2070-71 to 2074-75 | 2075-76 to 2079-80
B1 | Supply-side improvements | Capex | £M | 3 | Annual totals 2025-26: 0; Annual totals 2026-27: 0; Annual totals 2027-28: 0; Annual totals 2028-29: 0; Annual totals 2029-30: 0 | 0 | 0 | 0 | 0 | 0 | 0 | 0 | 0 | 0 | 0
B2 | Supply-side improvements | Opex | £M | 3 | Annual totals 2025-26: 0; Annual totals 2026-27: 0; Annual totals 2027-28: 0; Annual totals 2028-29: 0; Annual totals 2029-30: 0 | 0 | 0 | 0 | 0 | 0 | 0 | 0 | 0 | 0 | 0
B3 | Supply-side improvements | Totex | £M | 3 | 0 | 0 | 0 | 0 | 0 | 0 | 0 | 0 | 0 | 0 | 0 | 0 | 0 | 0 | 0 | 0 | 0 | 0 | 0 | 0 | 0
B4 | Demand-side improvements (excl. leakage and metering) | Capex | £M | 3 | Annual totals 2025-26: 0.65; Annual totals 2026-27: 0.65; Annual totals 2027-28: 0.65; Annual totals 2028-29: 0.65; Annual totals 2029-30: 0.65 | 0 | 0 | 0 | 0 | 0 | 0 | 0 | 0 | 0 | 0
B5 | Demand-side improvements (excl. leakage and metering) | Opex | £M | 3 | Annual totals 2025-26: 0.92; Annual totals 2026-27: 0.92; Annual totals 2027-28: 0.92; Annual totals 2028-29: 0.92; Annual totals 2029-30: 0.92 | 4.6 | 1.07 | 0 | 0 | 0 | 0 | 0 | 0 | 0 | 0
B6 | Demand-side improvements (excl. leakage and metering) | Totex | £M | 3 | 0 | 0 | 0 | 0 | 0 | 0 | 1.57 | 1.57 | 1.57 | 1.57 | 1.57 | 4.6 | 1.07 | 0 | 0 | 0 | 0 | 0 | 0 | 0 | 0
B7 | Leakage improvements | Capex | £M | 3 | Annual totals 2025-26: 0.05; Annual totals 2026-27: 0.05; Annual totals 2027-28: 0.05; Annual totals 2028-29: 0.05; Annual totals 2029-30: 0.05 | 0 | 0.25 | 0.25 | 20.35 | 0 | 0 | 0 | 0 | 0 | 0
B8 | Leakage improvements | Opex | £M | 3 | Annual totals 2025-26: 0.538; Annual totals 2026-27: 0.538; Annual totals 2027-28: 0.538; Annual totals 2028-29: 0.538; Annual totals 2029-30: 0.538 | 4.44 | 2.87 | 4.23 | 1.1 | 0 | 0 | 0 | 0 | 0 | 0
B9 | Leakage improvements | Totex | £M | 3 | 0 | 0 | 0 | 0 | 0 | 0 | 0.588 | 0.588 | 0.588 | 0.588 | 0.588 | 4.44 | 3.12 | 4.48 | 21.45 | 0 | 0 | 0 | 0 | 0 | 0
B10 | Internal interconnectors | Capex | £M | 3 | Annual totals 2025-26: 0; Annual totals 2026-27: 0; Annual totals 2027-28: 0; Annual totals 2028-29: 0; Annual totals 2029-30: 0 | 0 | 0 | 0 | 0 | 0 | 0 | 0 | 0 | 0 | 0
B11 | Internal interconnectors | Opex | £M | 3 | Annual totals 2025-26: 0; Annual totals 2026-27: 0; Annual totals 2027-28: 0; Annual totals 2028-29: 0; Annual totals 2029-30: 0 | 0 | 0 | 0 | 0 | 0 | 0 | 0 | 0 | 0 | 0
B12 | Internal interconnectors | Totex | £M | 3 | 0 | 0 | 0 | 0 | 0 | 0 | 0 | 0 | 0 | 0 | 0 | 0 | 0 | 0 | 0 | 0 | 0 | 0 | 0 | 0 | 0
B13 | Strategic regional water resources | Capex | £M | 3 | Annual totals 2025-26: 0; Annual totals 2026-27: 0; Annual totals 2027-28: 0; Annual totals 2028-29: 0; Annual totals 2029-30: 0 | 0 | 0 | 0 | 0 | 0 | 0 | 0 | 0 | 0 | 0
B14 | Strategic regional water resources | Opex | £M | 3 | Annual totals 2025-26: 0; Annual totals 2026-27: 0; Annual totals 2027-28: 0; Annual totals 2028-29: 0; Annual totals 2029-30: 0 | 0 | 0 | 0 | 0 | 0 | 0 | 0 | 0 | 0 | 0
B15 | Strategic regional water resources | Totex | £M | 3 | 0 | 0 | 0 | 0 | 0 | 0 | 0 | 0 | 0 | 0 | 0 | 0 | 0 | 0 | 0 | 0 | 0 | 0 | 0 | 0 | 0
B16 | Total supply demand expenditure | Totex | £M | 3 | 0 | 0 | 0 | 0 | 0 | 0 | 2.158 | 2.158 | 2.158 | 2.158 | 2.158 | 9.04 | 4.19 | 4.48 | 21.45 | 0 | 0 | 0 | 0 | 0 | 0
Table 8c: Summary of metering enhancement expenditure for programme consistent with RAG reporting requirements |  |  |  |  | Annual totals 2019-20: Annual totals | Five year totals
Reference | Expenditure element | Expenditure type | Unit | Decimal places | 2019-20 | 2020-21 | 2021-22 | 2022-23 | 2023-24 | 2024-25 | 2025-26 | 2026-27 | 2027-28 | 2028-29 | 2029-30 | 2030-31 to 2034-35 | 2035-36 to 2039-40 | 2040-41 to 2044-45 | 2045-46 to 2049-50 | 2050-51 to 2054-55 | 2055-56 to 2059-60 | 2060-61 to 2064-65 | 2065-66 to 2069-70 | 2070-71 to 2074-75 | 2075-76 to 2079-80
C1 | New meters requested by existing customers (optants) | Capex | £M | 3 | Annual totals 2025-26: 0; Annual totals 2026-27: 0; Annual totals 2027-28: 0; Annual totals 2028-29: 0; Annual totals 2029-30: 0 | 0 | 0 | 0 | 0 | 0 | 0 | 0 | 0 | 0 | 0
C1.1 | New basic meters requested by existing customers (optants) | Capex | £M | 3 | Annual totals 2025-26: 0; Annual totals 2026-27: 0; Annual totals 2027-28: 0; Annual totals 2028-29: 0; Annual totals 2029-30: 0 | 0 | 0 | 0 | 0 | 0 | 0 | 0 | 0 | 0 | 0
C1.2 | New AMR meters requested by existing customers (optants) | Capex | £M | 3 | Annual totals 2025-26: 0; Annual totals 2026-27: 0; Annual totals 2027-28: 0; Annual totals 2028-29: 0; Annual totals 2029-30: 0 | 0 | 0 | 0 | 0 | 0 | 0 | 0 | 0 | 0 | 0
C1.3 | New AMI meters requested by existing customers (optants) | Capex | £M | 3 | Annual totals 2025-26: 0; Annual totals 2026-27: 0; Annual totals 2027-28: 0; Annual totals 2028-29: 0; Annual totals 2029-30: 0 | 0 | 0 | 0 | 0 | 0 | 0 | 0 | 0 | 0 | 0
C2 | New meters requested by existing customers (optants) | Opex | £M | 3 | Annual totals 2025-26: 0; Annual totals 2026-27: 0; Annual totals 2027-28: 0; Annual totals 2028-29: 0; Annual totals 2029-30: 0 | 0 | 0 | 0 | 0 | 0 | 0 | 0 | 0 | 0 | 0
C2.1 | New basic meters requested by existing customers (optants) | Opex | £M | 3 | Annual totals 2025-26: 0; Annual totals 2026-27: 0; Annual totals 2027-28: 0; Annual totals 2028-29: 0; Annual totals 2029-30: 0 | 0 | 0 | 0 | 0 | 0 | 0 | 0 | 0 | 0 | 0
C2.2 | New AMR meters requested by existing customers (optants) | Opex | £M | 3 | Annual totals 2025-26: 0; Annual totals 2026-27: 0; Annual totals 2027-28: 0; Annual totals 2028-29: 0; Annual totals 2029-30: 0 | 0 | 0 | 0 | 0 | 0 | 0 | 0 | 0 | 0 | 0
C2.3 | New AMI meters requested by existing customers (optants) | Opex | £M | 3 | Annual totals 2025-26: 0; Annual totals 2026-27: 0; Annual totals 2027-28: 0; Annual totals 2028-29: 0; Annual totals 2029-30: 0 | 0 | 0 | 0 | 0 | 0 | 0 | 0 | 0 | 0 | 0
C3 | New meters requested by existing customers (optants) | Totex | £M | 3 | 0 | 0 | 0 | 0 | 0 | 0 | 0 | 0 | 0 | 0 | 0 | 0 | 0 | 0 | 0 | 0 | 0 | 0 | 0 | 0 | 0
C4 | New meters introduced by companies for existing customers | Capex | £M | 3 | Annual totals 2025-26: 5.718; Annual totals 2026-27: 5.718; Annual totals 2027-28: 5.718; Annual totals 2028-29: 5.718; Annual totals 2029-30: 5.718 | 26.482 | 0 | 0 | 0 | 0 | 0 | 0 | 0 | 0 | 0
C4.1 | New basic meters introduced by companies for existing customers (optants) | Capex | £M | 3 | Annual totals 2025-26: 0; Annual totals 2026-27: 0; Annual totals 2027-28: 0; Annual totals 2028-29: 0; Annual totals 2029-30: 0 | 0 | 0 | 0 | 0 | 0 | 0 | 0 | 0 | 0 | 0
C4.2 | New AMR meters introduced by companies for existing customers (optants) | Capex | £M | 3 | Annual totals 2025-26: 5.718; Annual totals 2026-27: 5.718; Annual totals 2027-28: 5.718; Annual totals 2028-29: 5.718; Annual totals 2029-30: 5.718 | 13.241 | 0 | 0 | 0 | 0 | 0 | 0 | 0 | 0 | 0
C4.3 | New AMI meters introduced by companies for existing customers (optants) | Capex | £M | 3 | Annual totals 2025-26: 0; Annual totals 2026-27: 0; Annual totals 2027-28: 0; Annual totals 2028-29: 0; Annual totals 2029-30: 0 | 13.241 | 0 | 0 | 0 | 0 | 0 | 0 | 0 | 0 | 0
C5 | New meters introduced by companies for existing customers | Opex | £M | 3 | Annual totals 2025-26: 0; Annual totals 2026-27: 0; Annual totals 2027-28: 0; Annual totals 2028-29: 0; Annual totals 2029-30: 0 | 0 | 0 | 0 | 0 | 0 | 0 | 0 | 0 | 0 | 0
C5.1 | New basic meters introduced by companies for existing customers (optants) | Opex | £M | 3 | Annual totals 2025-26: 0; Annual totals 2026-27: 0; Annual totals 2027-28: 0; Annual totals 2028-29: 0; Annual totals 2029-30: 0 | 0 | 0 | 0 | 0 | 0 | 0 | 0 | 0 | 0 | 0
C5.2 | New AMR meters introduced by companies for existing customers (optants) | Opex | £M | 3 | Annual totals 2025-26: 0; Annual totals 2026-27: 0; Annual totals 2027-28: 0; Annual totals 2028-29: 0; Annual totals 2029-30: 0 | 0 | 0 | 0 | 0 | 0 | 0 | 0 | 0 | 0 | 0
C5.3 | New AMI meters introduced by companies for existing customers (optants) | Opex | £M | 3 | Annual totals 2025-26: 0; Annual totals 2026-27: 0; Annual totals 2027-28: 0; Annual totals 2028-29: 0; Annual totals 2029-30: 0 | 0 | 0 | 0 | 0 | 0 | 0 | 0 | 0 | 0 | 0
C6 | New meters introduced by companies for existing customers | Totex | £M | 3 | 0 | 0 | 0 | 0 | 0 | 0 | 5.718 | 5.718 | 5.718 | 5.718 | 5.718 | 26.482 | 0 | 0 | 0 | 0 | 0 | 0 | 0 | 0 | 0
C7 | New meters for existing customers - business | Capex | £M | 3 | Annual totals 2025-26: 0.31; Annual totals 2026-27: 0.31; Annual totals 2027-28: 0.31; Annual totals 2028-29: 0.31; Annual totals 2029-30: 0.31 | 2.94 | 0 | 0 | 0 | 0 | 0 | 0 | 0 | 0 | 0
C7.1 | New basic meters for existing customers - business | Capex | £M | 3 | Annual totals 2025-26: 0; Annual totals 2026-27: 0; Annual totals 2027-28: 0; Annual totals 2028-29: 0; Annual totals 2029-30: 0 | 0 | 0 | 0 | 0 | 0 | 0 | 0 | 0 | 0 | 0
C7.2 | New AMR meters for existing customers - business | Capex | £M | 3 | Annual totals 2025-26: 0.31; Annual totals 2026-27: 0.31; Annual totals 2027-28: 0.31; Annual totals 2028-29: 0.31; Annual totals 2029-30: 0.31 | 2.94 | 0 | 0 | 0 | 0 | 0 | 0 | 0 | 0 | 0
C7.3 | New AMI meters for existing customers - business | Capex | £M | 3 | Annual totals 2025-26: 0; Annual totals 2026-27: 0; Annual totals 2027-28: 0; Annual totals 2028-29: 0; Annual totals 2029-30: 0 | 0 | 0 | 0 | 0 | 0 | 0 | 0 | 0 | 0 | 0
C8 | New meters for existing customers - business | Opex | £M | 3 | Annual totals 2025-26: 0; Annual totals 2026-27: 0; Annual totals 2027-28: 0; Annual totals 2028-29: 0; Annual totals 2029-30: 0 | 0 | 0 | 0 | 0 | 0 | 0 | 0 | 0 | 0 | 0
C8.1 | New basic meters for existing customers - business | Opex | £M | 3 | Annual totals 2025-26: 0; Annual totals 2026-27: 0; Annual totals 2027-28: 0; Annual totals 2028-29: 0; Annual totals 2029-30: 0 | 0 | 0 | 0 | 0 | 0 | 0 | 0 | 0 | 0 | 0
C8.2 | New AMR meters for existing customers - business | Opex | £M | 3 | Annual totals 2025-26: 0; Annual totals 2026-27: 0; Annual totals 2027-28: 0; Annual totals 2028-29: 0; Annual totals 2029-30: 0 | 0 | 0 | 0 | 0 | 0 | 0 | 0 | 0 | 0 | 0
C8.3 | New AMI meters for existing customers - business | Opex | £M | 3 | Annual totals 2025-26: 0; Annual totals 2026-27: 0; Annual totals 2027-28: 0; Annual totals 2028-29: 0; Annual totals 2029-30: 0 | 0 | 0 | 0 | 0 | 0 | 0 | 0 | 0 | 0 | 0
C9 | New basic meters for existing customers - business | Totex | £M | 3 | 0 | 0 | 0 | 0 | 0 | 0 | 0.31 | 0.31 | 0.31 | 0.31 | 0.31 | 2.94 | 0 | 0 | 0 | 0 | 0 | 0 | 0 | 0 | 0
C10 | Replacement of existing basic meters with AMR meters | Capex | £M | 3
C11 | Replacement of existing basic meters with AMI meters | Capex | £M | 3 | Annual totals 2025-26: 0.278; Annual totals 2026-27: 0.278; Annual totals 2027-28: 0.278; Annual totals 2028-29: 0.278; Annual totals 2029-30: 0.278 | 0 | 0 | 0 | 2.94 | 0 | 0 | 0 | 0 | 0 | 0
C12 | Smart metering infrastructure | Capex | £M | 3
C13 | Replacement of existing basic meters with AMR meters | Opex | £M | 3
C14 | Replacement of existing basic meters with AMI meters | Opex | £M | 3
C15 | Smart metering infrastructure | Opex | £M | 3
C16 | Replacement of existing basic meters with AMR meters | Totex | £M | 3 | 0 | 0 | 0 | 0 | 0 | 0 | 0 | 0 | 0 | 0 | 0 | 0 | 0 | 0 | 0 | 0 | 0 | 0 | 0 | 0 | 0
C17 | Replacement of existing basic meters with AMI meters | Totex | £M | 3 | 0 | 0 | 0 | 0 | 0 | 0 | 0.278 | 0.278 | 0.278 | 0.278 | 0.278 | 0 | 0 | 0 | 2.94 | 0 | 0 | 0 | 0 | 0 | 0
C18 | Smart metering infrastructure | Totex | £M | 3 | 0 | 0 | 0 | 0 | 0 | 0 | 0 | 0 | 0 | 0 | 0 | 0 | 0 | 0 | 0 | 0 | 0 | 0 | 0 | 0 | 0
C19 | Total metering expenditure | Totex | £M | 3 | 0 | 0 | 0 | 0 | 0 | 0 | 6.306 | 6.306 | 6.306 | 6.306 | 6.306 | 29.422 | 0 | 0 | 2.94 | 0 | 0 | 0 | 0 | 0 | 0
Table 8d: Summary of total enhancement for programme consistent with RAG reporting requirements |  |  |  |  | Annual totals 2019-20: Annual totals | Five year totals
Reference | Expenditure element | Expenditure type | Unit | Decimal places | 2019-20 | 2020-21 | 2021-22 | 2022-23 | 2023-24 | 2024-25 | 2025-26 | 2026-27 | 2027-28 | 2028-29 | 2029-30 | 2030-31 to 2034-35 | 2035-36 to 2039-40 | 2040-41 to 2044-45 | 2045-46 to 2049-50 | 2050-51 to 2054-55 | 2055-56 to 2059-60 | 2060-61 to 2064-65 | 2065-66 to 2069-70 | 2070-71 to 2074-75 | 2075-76 to 2079-80
D1 | Total enhancement expenditure | Capex | £M | 3 | 0 | 0 | 0 | 0 | 0 | 0 | 6.728 | 6.728 | 6.728 | 6.728 | 6.728 | 29.422 | 0.25 | 0.25 | 20.35 | 0 | 0 | 0 | 0 | 0 | 0
D2 | Total enhancement expenditure | Opex | £M | 3 | 0 | 0 | 0 | 0 | 0 | 0 | 1.458 | 1.458 | 1.458 | 1.458 | 1.458 | 9.04 | 3.94 | 4.23 | 1.1 | 0 | 0 | 0 | 0 | 0 | 0
D3 | Total enhancement expenditure | Totex | £M | 3 | 0 | 0 | 0 | 0 | 0 | 0 | 8.186 | 8.186 | 8.186 | 8.186 | 8.186 | 38.462 | 4.19 | 4.48 | 21.45 | 0 | 0 | 0 | 0 | 0 | 0
Table 8e: Summary of supply demand benefits for programme consistent with RAG reporting requirements |  |  |  |  | Annual totals 2019-20: Annual totals | Five year totals
Reference | Benefit element | Expenditure type | Unit | Decimal places | 2019-20 | 2020-21 | 2021-22 | 2022-23 | 2023-24 | 2024-25 | 2025-26 | 2026-27 | 2027-28 | 2028-29 | 2029-30 | 2030-31 to 2034-35 | 2035-36 to 2039-40 | 2040-41 to 2044-45 | 2045-46 to 2049-50 | 2050-51 to 2054-55 | 2055-56 to 2059-60 | 2060-61 to 2064-65 | 2065-66 to 2069-70 | 2070-71 to 2074-75 | 2075-76 to 2079-80
E1 | Supply-side improvements | Benefit | Ml/d | 2 | Annual totals 2025-26: 0; Annual totals 2026-27: 0; Annual totals 2027-28: 0; Annual totals 2028-29: 0; Annual totals 2029-30: 0 | 0 | 0 | 0 | 0 | 0 | 0 | 0 | 0 | 0 | 0
E2 | Demand-side improvements (excluding leakage and metering) | Benefit | Ml/d | 2 | Annual totals 2025-26: 0.9; Annual totals 2026-27: 0.9; Annual totals 2027-28: 0.9; Annual totals 2028-29: 0.9; Annual totals 2029-30: 0.9 | 5.24 | 10.28 | 3.29 | 2.54 | 0 | 0 | 0 | 0 | 0 | 0
E3 | Leakage improvements | Benefit | Ml/d | 2 | Annual totals 2025-26: 0.988; Annual totals 2026-27: 0.988; Annual totals 2027-28: 0.988; Annual totals 2028-29: 0.988; Annual totals 2029-30: 0.988 | 7.14 | 3.9 | 2.77 | 3.95 | 0 | 0 | 0 | 0 | 0 | 0
E4 | Internal interconnectors* | Benefit | Ml/d | 2 | Annual totals 2025-26: 0; Annual totals 2026-27: 0; Annual totals 2027-28: 0; Annual totals 2028-29: 0; Annual totals 2029-30: 0 | 0 | 0 | 0 | 0 | 0 | 0 | 0 | 0 | 0 | 0
E5 | Metering improvements | Benefit | Ml/d | 2 | 0 | 0 | 0 | 0 | 0 | 0 | 2.228 | 2.228 | 2.228 | 2.228 | 2.228 | 9.07 | 3.59 | 0 | 0 | 0 | 0 | 0 | 0 | 0 | 0
E5.1 | Benefits from new basic meter installations (household) | Benefit | Ml/d | 2 | Annual totals 2025-26: 0; Annual totals 2026-27: 0; Annual totals 2027-28: 0; Annual totals 2028-29: 0; Annual totals 2029-30: 0 | 0 | 0 | 0 | 0 | 0 | 0 | 0 | 0 | 0 | 0
E5.2 | Benefits from new AMR meter installations (household) | Benefit | Ml/d | 2 | Annual totals 2025-26: 1.554; Annual totals 2026-27: 1.554; Annual totals 2027-28: 1.554; Annual totals 2028-29: 1.554; Annual totals 2029-30: 1.554 | 7.05 | 0 | 0 | 0 | 0 | 0 | 0 | 0 | 0 | 0
E5.3 | Benefits from new AMI meter installations (household) | Benefit | Ml/d | 2 | Annual totals 2025-26: 0; Annual totals 2026-27: 0; Annual totals 2027-28: 0; Annual totals 2028-29: 0; Annual totals 2029-30: 0 | 0 | 0 | 0 | 0 | 0 | 0 | 0 | 0 | 0 | 0
E5.4 | Benefits from replacing (or upgrading) existing basic meters with AMR meters (household) | Benefit | Ml/d | 2 | Annual totals 2025-26: 0; Annual totals 2026-27: 0; Annual totals 2027-28: 0; Annual totals 2028-29: 0; Annual totals 2029-30: 0 | 0 | 0 | 0 | 0 | 0 | 0 | 0 | 0 | 0 | 0
E5.5 | Benefits from replacing (or upgrading) existing basic or AMR meters with AMI meters (household) | Benefit | Ml/d | 2 | Annual totals 2025-26: 0; Annual totals 2026-27: 0; Annual totals 2027-28: 0; Annual totals 2028-29: 0; Annual totals 2029-30: 0 | 0 | 0 | 0 | 0 | 0 | 0 | 0 | 0 | 0 | 0
E5.6 | Benefits from replacing (or upgrading) existing basic meters with AMR meters (non-household) | Benefit | Ml/d | 2 | Annual totals 2025-26: 0.674; Annual totals 2026-27: 0.674; Annual totals 2027-28: 0.674; Annual totals 2028-29: 0.674; Annual totals 2029-30: 0.674 | 2.02 | 3.59 | 0 | 0 | 0 | 0 | 0 | 0 | 0 | 0
E5.7 | Benefits from replacing (or upgrading) existing basic or AMR meters with AMI meters (non-household) | Benefit | Ml/d | 2 | Annual totals 2025-26: 0; Annual totals 2026-27: 0; Annual totals 2027-28: 0; Annual totals 2028-29: 0; Annual totals 2029-30: 0 | 0 | 0 | 0 | 0 | 0 | 0 | 0 | 0 | 0 | 0
Table 8f: Summary of totex leakage expenditure for programme consistent with RAG reporting requirements |  |  |  |  | Annual totals 2019-20: Annual totals | Five year totals
Reference | Expenditure element | Expenditure type | Unit | Decimal places | 2019-20 | 2020-21 | 2021-22 | 2022-23 | 2023-24 | 2024-25 | 2025-26 | 2026-27 | 2027-28 | 2028-29 | 2029-30 | 2030-31 to 2034-35 | 2035-36 to 2039-40 | 2040-41 to 2044-45 | 2045-46 to 2049-50 | 2050-51 to 2054-55 | 2055-56 to 2059-60 | 2060-61 to 2064-65 | 2065-66 to 2069-70 | 2070-71 to 2074-75 | 2075-76 to 2079-80
F27 | Total leakage activity - Maintaining leakage | Totex | £M | 3 | Annual totals 2025-26: 0; Annual totals 2026-27: 0; Annual totals 2027-28: 0; Annual totals 2028-29: 0; Annual totals 2029-30: 0 | 0 | 0 | 0 | 0 | 0 | 0 | 0 | 0 | 0 | 0
F28 | Total leakage activity - Reducing leakage | Totex | £M | 3 | Annual totals 2025-26: 0.588; Annual totals 2026-27: 0.588; Annual totals 2027-28: 0.588; Annual totals 2028-29: 0.588; Annual totals 2029-30: 0.588 | 4.44 | 3.12 | 4.48 | 21.45 | 0 | 0 | 0 | 0 | 0 | 0

## Option Typs_Grps (hidden)
Option Type | Option Group | COMPANY | WRZ_NAME | RZ_ID | WC id | WRZ id | Combined id | South Staffordshire Water | South Staffordshire | 53 | SSW | SSW | SSWSSW
Aquifer recharge/Aquifer storage recovery | Resource Options | Affinity Water | 1 Misbourne | 63 | AFW | MS1 | AFWMS1
Catchment management | Resource Options | Affinity Water | 2 Colne | 62 | AFW | CN2 | AFWCN2
Conjunctive use | Resource Options | Affinity Water | 3 Lee | 61 | AFW | LE3 | AFWLE3
Desalination | Resource Options | Affinity Water | 4 Pinn | 64 | AFW | PN4 | AFWPN4
Drought permits/orders | Resource Options | Affinity Water | 5 Stort | 60 | AFW | ST5 | AFWST5
External raw water bulk supply/transfer | Resource Options | Affinity Water | 6 Wey | 65 | AFW | WY6 | AFWWY6
Groundwater enhancement | Resource Options | Affinity Water | 7 Dour | 66 | AFW | DR7 | AFWDR7
Internal raw water transfer | Resource Options | Affinity Water | 8 Brett | 59 | AFW | BR8 | AFWBR8
International import | Resource Options | Anglian Water | Essex Central |  | AWS | EXC | AWSEXC
Licence trading | Resource Options | Anglian Water | Essex South |  | AWS | EXS | AWSEXS
New groundwater | Resource Options | Anglian Water | Fenland |  | AWS | FND | AWSFND
New reservoir | Resource Options | Anglian Water | Hartlepool |  | AWS | HPL | AWSHPL
New surface water | Resource Options | Anglian Water | Lincolnshire Bourne |  | AWS | LNB | AWSLNB
New technology | Resource Options | Anglian Water | Lincolnshire Central |  | AWS | LNC | AWSLNC
New water treatment works | Resource Options | Anglian Water | Lincolnshire East |  | AWS | LNE | AWSLNE
Reduction of raw water losses | Resource Options | Anglian Water | Lincolnshire Retford and Gainsborough |  | AWS | LNN | AWSLNN
Reservoir enlargement | Resource Options | Anglian Water | Norfolk Aylsham |  | AWS | NAY | AWSNAY
Surface water enhancement | Resource Options | Anglian Water | Norfolk Bradenham |  | AWS | NBR | AWSNBR
Water reuse | Resource Options | Anglian Water | Norfolk East Dereham |  | AWS | NED | AWSNED
New/Enhanced pumping station | Production Options | Anglian Water | Norfolk East Harling |  | AWS | NEH | AWSNEH
Outage reduction | Production Options | Anglian Water | Norfolk Happisburgh |  | AWS | NHA | AWSNHA
Water treatment works capacity increase | Production Options | Anglian Water | Norfolk Harleston |  | AWS | NHL | AWSNHL
Water treatment works loss recovery | Production Options | Anglian Water | Norfolk North Coast |  | AWS | NNC | AWSNNC
Active leakage management | Distribution Options | Anglian Water | Norfolk Norwich & the Broads |  | AWS | NTB | AWSNTB
External potable bulk supply/transfer | Distribution Options | Anglian Water | Norfolk Wymondham |  | AWS | NWY | AWSNWY
Internal potable transfer | Distribution Options | Anglian Water | Ruthamford Central |  | AWS | RTC | AWSRTC
Mains replacement (not trunk mains) | Distribution Options | Anglian Water | Ruthamford North |  | AWS | RTN | AWSRTN
Other leakage control | Distribution Options | Anglian Water | Ruthamford South |  | AWS | RTS | AWSRTS
Pressure management | Distribution Options | Anglian Water | Ruthamford West |  | AWS | RTW | AWSRTW
Trunk mains renewal/new | Distribution Options | Anglian Water | South Humber Bank |  | AWS | SHB | AWSSHB
Change in levels of service | Customer Options | Anglian Water | Suffolk East |  | AWS | SUE | AWSSUE
Household water audit | Customer Options | Anglian Water | Suffolk Ixworth |  | AWS | SUI | AWSSUI
Household water recycling | Customer Options | Anglian Water | Suffolk Sudbury |  | AWS | SUS | AWSSUS
Metering change of occupancy | Customer Options | Anglian Water | Suffolk Thetford |  | AWS | SUT | AWSSUT
Metering compulsory | Customer Options | Anglian Water | Suffolk West & Cambs |  | AWS | SWC | AWSSWC
Metering optants | Customer Options | Bristol Water | Bristol | 97 | BWX | BRS | BWXBRS
Metering other selective | Customer Options | Cambridge Water | Cambridge | 54 | CAM | CAM | CAMCAM
Non-household water audit | Customer Options | Dwr Cymru Welsh Water | Alwen /Dee | 203 | DCW | ALW | DCWALW
Other water efficiency | Customer Options | Dwr Cymru Welsh Water | Bala | 209 | DCW | BAL | DCWBAL
Rainwater harvesting | Customer Options | Dwr Cymru Welsh Water | Blaenau Ffestiniog | 208 | DCW | BFF | DCWBFF
Retrofitting indoor water efficiency devices | Customer Options | Dwr Cymru Welsh Water | Brecon | 221 | DCW | BCN | DCWBCN
Supply pipe repairs / replacement | Customer Options | Dwr Cymru Welsh Water | Clwyd Coastal | 204 | DCW | CCT | DCWCCT
Tariff | Customer Options | Dwr Cymru Welsh Water | Dyffryn Conwy | 205 | DCW | CWY | DCWCWY
Water efficiency customer education / awareness | Customer Options | Dwr Cymru Welsh Water | Elan/Builth Wells | 215 | DCW | EBW | DCWEBW
Drought - water use restrictions | Customer Options | Dwr Cymru Welsh Water | Harlech/Barmouth | 210 | DCW | HBA | DCWHBA
|  | Dwr Cymru Welsh Water | Hereford C.U. System | 217 | DCW | HRF | DCWHRF
|  | Dwr Cymru Welsh Water | Lleyn | 207 | DCW | LLN | DCWLLN
|  | Dwr Cymru Welsh Water | Llyswen | 220 | DCW | LYW | DCWLYW
|  | Dwr Cymru Welsh Water | Mid & South Ceredigion | 214 | DCW | MSC | DCWMSC
|  | Dwr Cymru Welsh Water | Monmouth | 226 | DCW | MNM | DCWMNM
|  | Dwr Cymru Welsh Water | North Ceredigion | 213 | DCW | NTC | DCWNTC
|  | Dwr Cymru Welsh Water | North Eryri / Ynys Mon | 206 | DCW | NTE | DCWNTE
|  | Dwr Cymru Welsh Water | Pembrokeshire | 223 | DCW | PBK | DCWPBK
|  | Dwr Cymru Welsh Water | Pilleth | 216 | DCW | PLH | DCWPLH
|  | Dwr Cymru Welsh Water | Ross-on-Wye | 225 | DCW | ROW | DCWROW
|  | Dwr Cymru Welsh Water | SE Wales C.U. System | 224 | DCW | SEW | DCWSEW
|  | Dwr Cymru Welsh Water | South Meirionydd | 211 | DCW | SMR | DCWSMR
|  | Dwr Cymru Welsh Water | Tywi C.U. System | 222 | DCW | TYW | DCWTYW
|  | Dwr Cymru Welsh Water | Tywyn / Aberdyfi | 212 | DCW | TYN | DCWTYN
|  | Dwr Cymru Welsh Water | Vowchurch | 219 | DCW | VWH | DCWVWH
|  | Dwr Cymru Welsh Water | Whitbourne | 218 | DCW | WTB | DCWWTB
|  | Essex and Suffolk Water | Blyth | 56 | ESW | BLY | ESWBLY
|  | Essex and Suffolk Water | Essex | 58 | ESW | ESX | ESWESX
|  | Essex and Suffolk Water | Hartismere | 57 | ESW | HRT | ESWHRT
|  | Essex and Suffolk Water | Northern Central | 55 | ESW | NCT | ESWNCT
|  | Hafren dyfrdwy | Llandinam and Llanwrin | 50 | HDD | LAL | HDDLAL
|  | Hafren dyfrdwy | Llanfyllin |  | HDD | LLF | HDDLLF
|  | Hafren dyfrdwy | Saltney |  | HDD | SAL | HDDSAL
|  | Hafren dyfrdwy | Wrexham | 202 | HDD | WRX | HDDWRX
|  | Northumbrian Water | Berwick-Fowberry | 1 | NWL | BWF | NWLBWF
|  | Northumbrian Water | Kielder | 2 | NWL | KLD | NWLKLD
|  | Portsmouth Water | Portsmouth | 96 | PWS | PRT | PWSPRT
|  | SES Water | SES Water | 95 | SES | SES | SESSES
|  | Severn Trent Water | Bishops Castle | 51 | SVT | BCS | SVTBCS
|  | Severn Trent Water | Chester | 92 | SVT | CHS | SVTCHS
|  | Severn Trent Water | Forest and Stroud | 52 | SVT | FAS | SVTFAS
|  | Severn Trent Water | Kinsall | 47 | SVT | KSL | SVTKSL
|  | Severn Trent Water | Mardy | 48 | SVT | MDY | SVTMDY
|  | Severn Trent Water | Newark | 39 | SVT | NWK | SVTNWK
|  | Severn Trent Water | North Staffs | 42 | SVT | NST | SVTNST
|  | Severn Trent Water | Rutland | 40 | SVT | RTL | SVTRTL
|  | Severn Trent Water | Ruyton | 49 | SVT | RYN | SVTRYN
|  | Severn Trent Water | Shelton | 44 | SVT | SHN | SVTSHN
|  | Severn Trent Water | Stafford | 43 | SVT | STF | SVTSTF
|  | Severn Trent Water | SvT - Nottinghamshire | 38 | SVT | NTT | SVTNTT
|  | Severn Trent Water | SvT- Strategic Grid | 41 | SVT | SGD | SVTSGD
|  | Severn Trent Water | Whitchurch and Wem | 46 | SVT | WAW | SVTWAW
|  | Severn Trent Water | Wolverhampton | 45 | SVT | WVH | SVTWVH
|  | South East Water | Tunbridge Wells (1) | 91 | SEW | TW1 | SEWTW1
|  | South East Water | Haywards Heath (2) | 92 | SEW | HH2 | SEWHH2
|  | South East Water | Eastbourne (3) | 90 | SEW | EB3 | SEWEB3
|  | South East Water | Bracknell (4) | 93 | SEW | BK4 | SEWBK4
|  | South East Water | Farnham (5) | 94 | SEW | FN5 | SEWFN5
|  | South East Water | Maidstone (6) | 88 | SEW | MT6 | SEWMT6
|  | South East Water | Cranbrook (7) | 89 | SEW | CB7 | SEWCB7
|  | South East Water | Ashford (8) | 87 | SEW | AF8 | SEWAF8
|  | South Staffordshire Water | South Staffordshire | 53 | SSW | SSW | SSWSSW
|  | South West Water | Bournemouth | 99 | SWW | BNM | SWWBNM
|  | South West Water | Colliford | 102 | SWW | CLF | SWWCLF
|  | South West Water | Roadford | 101 | SWW | RDF | SWWRDF
|  | South West Water | Wimbleball | 100 | SWW | WMB | SWWWMB
|  | Southern Water | Hamps Andover | 81 | SWS | HAD | SWSHAD
|  | Southern Water | Hamps Kingsclere | 80 | SWS | HKC | SWSHKC
|  | Southern Water | Hamps Rural | 82 | SWS | HRU | SWSHRU
|  | Southern Water | Hamps Winchester | 83 | SWS | HWN | SWSHWN
|  | Southern Water | Isle of Wight | 86 | SWS | IOW | SWSIOW
|  | Southern Water | Kent Medway East | 74 | SWS | KME | SWSKME
|  | Southern Water | Kent Medway West | 73 | SWS | KMW | SWSKMW
|  | Southern Water | Kent Thannet | 75 | SWS | KTH | SWSKTH
|  | Southern Water | Southampton East | 84 | SWS | HSE | SWSHSE
|  | Southern Water | Southampton West | 85 | SWS | HSW | SWSHSW
|  | Southern Water | Sussex Brighton | 77 | SWS | SBR | SWSSBR
|  | Southern Water | Sussex Hastings | 76 | SWS | SHT | SWSSHT
|  | Southern Water | Sussex North | 79 | SWS | SNT | SWSSNT
|  | Southern Water | Sussex Worthing | 78 | SWS | SWR | SWSSWR
|  | Thames Water | Guildford | 72 | TWS | GLF | TWSGLF
|  | Thames Water | Henley | 70 | TWS | HNY | TWSHNY
|  | Thames Water | Kennet Valley | 69 | TWS | KNV | TWSKNV
|  | Thames Water | London | 71 | TWS | LND | TWSLND
|  | Thames Water | Slough Wycombe Aylesbury | 68 | TWS | SWA | TWSSWA
|  | Thames Water | SWOX | 67 | TWS | SWX | TWSSWX
|  | United Utilities | Carlisle | 5 | UUX | CRL | UUXCRL
|  | United Utilities | North Eden | 6 | UUX | NED | UUXNED
|  | United Utilities | UU-Strategic | 7 | UUX | STG | UUXSTG
|  | Veolia Water Projects | Veolia Water P | 103 | VWP | TDW | VWPTDW
|  | Wessex Water | Wessex | 98 | WXW | WSX | WXWWSX
|  | Yorkshire Water | East SWZ | 8 | YWS | EST | YWSEST
|  | Yorkshire Water | Grid SWZ | 9 | YWS | GRD | YWSGRD
|  | NAV | NAV |  | NAV | NAV | NAVNAV
|  | N/A | N/A | N/A | N/A | N/A | N/A
|  | N/A | N/A | N/A | N/A | N/A | N/A